## OASIS EM
PARTNO. | DESCRIPTION | PRICE 1 | PRICE 1 COM | PRICE 2 | PRICE 2 COM | PRICE 3 | PRICE 3 COM | 2025-08-28
ATXHTLRUU | AC only, universal face, red LED, white housing, universal mount | 86.9 | 15 | 75.6 | 10 | 68 | 5
ATXHTLGUU | AC only, universal face, green LED, white housing, universal mount | 97 | 15 | 84.4 | 10 | 76 | 5
ATXSALRUU | Ni-Cd battery, universal face, red LED, white housing, universal mount | 97.7 | 15 | 85 | 10 | 76.5 | 5
ATXSALGUU | Ni-Cd battery, universal face, green LED, white housing, universal mount | 107.2 | 15 | 93.3 | 10 | 84 | 5
ATX-120SA | 120 min emergency (SA only) | 25.4 | 15 | 25.4 | 10 | 25.4 | 5
ATX-2CK | dual circuit (HT only) | 51.8 | 15 | 51.8 | 10 | 51.8 | 5
ATX-AT | autotest (SA only) | 16.8 | 15 | 16.8 | 10 | 16.8 | 5
ATX-BA | brushed aluminum finish | 19.8 | 15 | 19.8 | 10 | 19.8 | 5
ATX-BLK | black finish | 17.3 | 15 | 17.3 | 10 | 17.3 | 5
ATX-CC | custom color | contact factory | 15 | contact factory | 10 | contact factory | 5
ATX-FAI | fire alarm interface - specify voltage and type (open/closed/12-24VDC)(open/closed 120V only) | 71.1 | 15 | 71.1 | 10 | 71.1 | 5
ATX-FL | visual alarm/ flasher (only with AT option) | 25.4 | 15 | 25.4 | 10 | 25.4 | 5
ATX-SW | special wording (specify) | contact factory | 15 | contact factory | 10 | contact factory | 5
ATX-SWCT | Connecticut compliant exit with modified ADA symbol | 72 | 15 | 72 | 10 | 72 | 5
ATX-SWHE | exit with international ADA symbol | 72 | 15 | 72 | 10 | 72 | 5
ATX-TP | tamper proof screws | 18.3 | 15 | 18.3 | 10 | 18.3 | 5
ATX-UDC | universal 6-24VDC (HT only) | 15.3 | 15 | 15.3 | 10 | 15.3 | 5
ATX-1PK12B | 12” black pendant kit | 23.3 | 15 | 20.3 | 10 | 18.3 | 5
ATX-1PK12BA | 12” brushed aluminum pendant kit (contact factory for custom lengths) | 77.8 | 15 | 67.7 | 10 | 60.9 | 5
ATX-1PK12W | 12” white pendant kit | 23.3 | 15 | 20.3 | 10 | 18.3 | 5
ATX-1PK24B | 24” black pendant kit | 31.1 | 15 | 27.1 | 10 | 24.4 | 5
ATX-1PK24W | 24” white pendant kit | 31.1 | 15 | 27.1 | 10 | 24.4 | 5
ATX-1PK48B | 48” black pendant kit | 51.8 | 15 | 45.1 | 10 | 40.6 | 5
ATX-1PK48W | 48” white pendant kit | 51.8 | 15 | 45.1 | 10 | 40.6 | 5
ATX-BPG2 | wireguard, 14” x 10” x 4.75” (BPG2) | 102.2 | 15 | 88.9 | 10 | 80 | 5
ATX-WG10DX19LX7WWHT | wireguard, 10"D X 19"L X 7"W, white (EL ceiling, CRV ceiling recessed, ATX ceiling, ATXSWCT ceiling, STXSWCT ceiling, EPX ceiling, EPC ceiling) | 71.4 | 15 | 62.1 | 10 | 55.9 | 5
ATX-WG4.5DX19.5LX13WWHT | wireguard, 4.5"D X 19.5"L X 13"W, white (ATX wall, ATXSWCT wall, STXSWCT wall, CRVC surface wall) | 58.4 | 15 | 50.8 | 10 | 45.7 | 5
ATXREHTLR1W | AC only, red LED, single face, recessed, white finish, 120 277V | 72.8 | 15 | 63.3 | 10 | 57 | 5
ATXREHTLG1W | AC only, green LED, single face, recessed, white finish, 120 277V | 83 | 15 | 72.2 | 10 | 65 | 5
ATXRESALR1W | Ni-Cd battery, red LED, single face, recessed, white finish, 120 277V | 83.7 | 15 | 72.8 | 10 | 65.5 | 5
ATXRESALG1W | Ni-Cd battery, green LED, single face, recessed, white finish, 120 277V | 92.8 | 15 | 80.7 | 10 | 72.6 | 5
ATXRE-120SA | 120 min emergency (SA only) | 25.4 | 15 | 25.4 | 10 | 25.4 | 5
ATXRE-2CK | dual circuit (HT only) | 51.8 | 15 | 51.8 | 10 | 51.8 | 5
ATXRE-AT | autotest (SA only) | 16.8 | 15 | 16.8 | 10 | 16.8 | 5
ATXRE-BA | brushed aluminum finish | 19.8 | 15 | 19.8 | 10 | 19.8 | 5
ATXRE-BLK | black finish | 17.3 | 15 | 17.3 | 10 | 17.3 | 5
ATXRE-CC | custom color | contact factory | 15 | contact factory | 10 | contact factory | 5
ATXRE-SW | special wording (specify) | contact factory | 15 | contact factory | 10 | contact factory | 5
ATXRE-TP | tamper proof screws | 18.3 | 15 | 18.3 | 10 | 18.3 | 5
ATXRE-WG3DX16.5LX14WWHT | wireguard, 3"D X 16.5"L X 14"W, white (FRMC wall, STX wall, QR wall, CRVC recessed wall, LC1 wall, NYCSTX wall, NYCEST wall, PXA wall, PX wall, ATXRE wall) | 59.7 | 15 | 51.9 | 10 | 46.7 | 5
BBXWSECL | Outdoor emergency unit, 220 lm, 35' on-center spacing, white, 120-277V, autotest, cold location (-20°C), wet location, Title 20 | 76.7 | 15 | 66.7 | 10 | 60 | 5
BBXWSECLB | Outdoor emergency unit, 220 lm, 35' on-center spacing, black, 120-277V, autotest, cold location (-20°C), wet location, Title 20 | 80.5 | 15 | 70 | 10 | 63 | 5
BBXWSEHO | Outdoor emergency unit, 1450 lm, 118' on-center spacing, white, 120-277V, autotest, wet location, Title 20 | 106 | 15 | 92.2 | 10 | 83 | 5
BBXWSEHOB | Outdoor emergency unit, 1450 lm, 118' on-center spacing, black, 120-277V, autotest, wet location, Title 20 | 109.9 | 15 | 95.6 | 10 | 86 | 5
BBXW-1PK12BWET | 12” black pendant kit (requires PK option) | 33.7 | 15 | 29.3 | 10 | 26.4 | 5
BBXW-1PK12WWET | 12” white pendant kit (requires PK option) | 33.7 | 15 | 29.3 | 10 | 26.4 | 5
BBXW-1PK24BWET | 24” black pendant kit (requires PK option) | 37.7 | 15 | 32.8 | 10 | 29.5 | 5
BBXW-1PK24WWET | 24” white pendant kit (requires PK option) | 37.7 | 15 | 32.8 | 10 | 29.5 | 5
BBXW-1PK48BWET | 48” black pendant kit (requires PK option) | 55.2 | 15 | 48 | 10 | 43.2 | 5
BBXW-1PK48WWET | 48” white pendant kit (requires PK option) | 55.2 | 15 | 48 | 10 | 43.2 | 5
BBXSEWHT | Emergency unit, 2x2.7W LED, white thermoplastic, 120 277V, damp location, Title 20, up to 84' spacing | 79.2 | 15 | 68.9 | 10 | 62 | 5
BBXSEWHTAT | Emergency unit, 2x2.7W LED, white thermoplastic, 120 277V, damp location, Autotest,Title 20, up to 84' spacing | 89.4 | 15 | 77.8 | 10 | 70 | 5
BBXSEWHTR | Emergency unit, 2x2.7W LED, white thermoplastic, 120 277V, damp location, Remote Capable, Title 20, up to 84' spacing | 93.2 | 15 | 81.1 | 10 | 73 | 5
BBXSEBLK | Emergency unit, 2x2.7W LED, black thermoplastic, 120 277V, damp location, Title 20, up to 84' spacing | 83 | 15 | 72.2 | 10 | 65 | 5
BBXSEBLKAT | Emergency unit, 2x2.7W LED, black thermoplastic, 120 277V, damp location, Autotest, Title 20, up to 84' spacing | 93.2 | 15 | 81.1 | 10 | 73 | 5
BBXSEBLKR | Emergency unit, 2x2.7W LED, black thermoplastic, 120 277V, damp location, Remote Capable, Title 20, up to 84' spacing | 97 | 15 | 84.4 | 10 | 76 | 5
BBXSEHOWHT | Emergency unit, high output, 2x5.4W LED, white thermoplastic, 120 277V, damp location, Title 20, up to 132' spacing | 106 | 15 | 92.2 | 10 | 83 | 5
BBXSEHOWHTAT | Emergency unit, high output, 2x5.4W LED, white thermoplastic, 120 277V, damp location, Autotest, Title 20, up to 132' spacing | 121.4 | 15 | 105.6 | 10 | 95 | 5
BBXSEHOBLK | Emergency unit, high output, 2x5.4W LED, black thermoplastic, 120 277V, damp location, Title 20, up to 132' spacing | 109.9 | 15 | 95.6 | 10 | 86 | 5
BBXSEHOBLKAT | Emergency unit, high output, 2x5.4W LED, white thermoplastic, 120 277V, damp location, Autotest, Title 20, up to 132' spacing | 125.2 | 15 | 108.9 | 10 | 98 | 5
BBX-WG4.5DX17.5LX7WWHT | wireguard, 4.5"D X 17.5"L X 7"W, white (TEMPESTA, BBX surface, EPE wall) | 37.7 | 15 | 32.8 | 10 | 29.5 | 5
BOLWP61215WLED | BOLLA Nema 4X, vandal resistant EM unit, 6V 12W lead calcium, 2x5W LED heads | 128.4 | 15 | 111.7 | 10 | 100.5 | 5
BOLWP61217WLED | BOLLA Nema 4X, vandal resistant EM unit, 6V 12W lead calcium, 2x7W LED heads | 138.9 | 15 | 120.8 | 10 | 108.7 | 5
BOLWP122712WLED | BOLLA Nema 4X, vandal resistant EM unit, 12V 27W Ni Mh, 2x2W LED heads | 168.6 | 15 | 146.7 | 10 | 132 | 5
BOLWP122715WLED | BOLLA Nema 4X, vandal resistant EM unit, 12V 27W Ni Mh, 2x5W LED heads | 177.7 | 15 | 154.6 | 10 | 139.1 | 5
BOLWP122717WLED | BOLLA Nema 4X, vandal resistant EM unit, 12V 27W Ni Mh, 2x7W LED heads | 188 | 15 | 163.6 | 10 | 147.2 | 5
BOLWP61225WLED | BOLLA Nema 4X, vandal resistant EM unit, 6V 12W lead calcium, 2x5W LED heads | 157 | 15 | 136.6 | 10 | 122.9 | 5
BOLWP61227WLED | BOLLA Nema 4X, vandal resistant EM unit, 6V 12W lead calcium, 2x7W LED heads | 168.6 | 15 | 146.7 | 10 | 132 | 5
BOLWP122722WLED | BOLLA Nema 4X, vandal resistant EM unit, 12V 27W Ni Mh, 2x2W LED heads | 193.2 | 15 | 168.1 | 10 | 151.3 | 5
BOLWP122725WLED | BOLLA Nema 4X, vandal resistant EM unit, 12V 27W Ni Mh, 2x5W LED heads | 201 | 15 | 174.9 | 10 | 157.4 | 5
BOLWP122727WLED | BOLLA Nema 4X, vandal resistant EM unit, 12V 27W Ni Mh, 2x7W LED heads | 213.9 | 15 | 186.1 | 10 | 167.5 | 5
BOLWP-AT | autotest (with 10 min. time delay) | 22.4 | 15 | 22.4 | 10 | 22.4 | 5
BOLWP-CC | custom color | contact factory | 15 | contact factory | 10 | contact factory | 5
BOLWP-LC | line cord (120V only) | 15.3 | 15 | 15.3 | 10 | 15.3 | 5
BOLWP-TLP | twist lock plug - 120V only (not available with line cord) | 32.5 | 15 | 32.5 | 10 | 32.5 | 5
BOLWP-WG9DX16.5LX16.5WWHT | wireguard, 9"D X 16.5"L X 16.5"W, white (RBO EXIT wall, BOL, WLX wall) | 77.8 | 15 | 67.7 | 10 | 60.9 | 5
BOLWP-BPG9 | wireguard, 12” x 9” x 9” (PEH1, BOL) | 236 | 15 | 205.3 | 10 | 184.8 | 5
BRUHTLRUM | Edgelit Exit, AC Only, Red LED, Universal face / panel / mount, white finish, 120/277V | 190.3 | 15 | 165.6 | 10 | 149 | 5
BRUHTLGUM | Edgelit Exit, AC Only, Green LED, Universal face / panel / mount, white finish, 120/277V | 200.5 | 15 | 174.4 | 10 | 157 | 5
BRUSALRUM | Edgelit Exit, Self Powered, Red LED, Universal face / panel / mount, white finish, 120/277V | 201.8 | 15 | 175.6 | 10 | 158 | 5
BRUSALGUM | Edgelit Exit, Self Powered, Green LED, Universal face / panel / mount, white finish, 120/277V | 212 | 15 | 184.4 | 10 | 166 | 5
BRU-120SP | 120 min emergency (SA only) | 25.4 | 15 | 25.4 | 10 | 25.4 | 5
BRU-120VDC | specify 2 or 4 wires | 25.4 | 15 | 25.4 | 10 | 25.4 | 5
BRU-AT | autotest (SA only) | 16.8 | 15 | 16.8 | 10 | 16.8 | 5
BRU-BA | brushed aluminum finish | 19.8 | 15 | 19.8 | 10 | 19.8 | 5
BRU-BLK | black finish | 17.3 | 15 | 17.3 | 10 | 17.3 | 5
BRU-CC | custom color | contact factory | 15 | contact factory | 10 | contact factory | 5
BRU-FL | visual alarm/ flasher (only with AT option) | 25.4 | 15 | 25.4 | 10 | 25.4 | 5
BRU-IF | inverted face | 55.9 | 15 | 55.9 | 10 | 55.9 | 5
BRU-PA | polished aluminum finish | contact factory | 15 | contact factory | 10 | contact factory | 5
BRU-SW | special wording (specify) | contact factory | 15 | contact factory | 10 | contact factory | 5
BRU-UDC | universal 6-24VDC (HT only) | 15.3 | 15 | 15.3 | 10 | 15.3 | 5
BRU-1PK12B | 12” black pendant kit (contact factory for custom lengths) | 23.3 | 15 | 20.3 | 10 | 18.3 | 5
BRU-1PK12BA | 12” brushed aluminum pendant kit | 77.8 | 15 | 67.7 | 10 | 60.9 | 5
BRU-1PK12W | 12” white pendant kit (contact factory for custom lengths) | 23.3 | 15 | 20.3 | 10 | 18.3 | 5
BRU-1PK24B | 24” black pendant kit | 31.1 | 15 | 27.1 | 10 | 24.4 | 5
BRU-1PK24W | 24” white pendant kit | 31.1 | 15 | 27.1 | 10 | 24.4 | 5
BRU-1PK48B | 48” black pendant kit | 51.8 | 15 | 45.1 | 10 | 40.6 | 5
BRU-1PK48W | 48” white pendant kit | 51.8 | 15 | 45.1 | 10 | 40.6 | 5
BRV6122MR165WLED | 6V 12W, sealed lead calcium, MR16 heads, 2x5WLED | 233.7 | 15 | 203.3 | 10 | 183 | 5
BRV6122MR167WLED | 6V 12W, sealed lead calcium, MR16 heads, 2x7WLED | 243.9 | 15 | 212.2 | 10 | 191 | 5
BRV6182MR165WLED | 6V 18W, sealed lead calcium, MR16 heads, 2x5WLED | 241.4 | 15 | 210 | 10 | 189 | 5
BRV6182MR167WLED | 6V 18W, sealed lead calcium, MR16 heads, 2x7WLED | 255.4 | 15 | 222.2 | 10 | 200 | 5
BRV6272MR165WLED | 6V 27W, sealed lead calcium, MR16 heads, 2x5WLED | 243.9 | 15 | 212.2 | 10 | 191 | 5
BRV6272MR167WLED | 6V 27W, sealed lead calcium, MR16 heads, 2x7WLED | 257.9 | 15 | 224.4 | 10 | 202 | 5
BRV6362MR165WLED | 6V 36W, sealed lead calcium, MR16 heads, 2x5WLED | 270.8 | 15 | 235.6 | 10 | 212 | 5
BRV6362MR167WLED | 6V 36W, sealed lead calcium, MR16 heads, 2x7WLED | 283.6 | 15 | 246.7 | 10 | 222 | 5
BRV6602MR165WLED | 6V 60W, sealed lead calcium, MR16 heads, 2x5WLED | 289.9 | 15 | 252.2 | 10 | 227 | 5
BRV6602MR167WLED | 6V 60W, sealed lead calcium, MR16 heads, 2x7WLED | 302.6 | 15 | 263.3 | 10 | 237 | 5
BRV12272MR162WLED | 12V 27W, sealed lead calcium, MR16 heads, 2x2WLED | 261.8 | 15 | 227.8 | 10 | 205 | 5
BRV12272MR165WLED | 12V 27W, sealed lead calcium, MR16 heads, 2x5WLED | 270.8 | 15 | 235.6 | 10 | 212 | 5
BRV12272MR167WLED | 12V 27W, sealed lead calcium, MR16 heads, 2x7WLED | 283.6 | 15 | 246.7 | 10 | 222 | 5
BRV12362MR162WLED | 12V 36W, sealed lead calcium, MR16 heads, 2x2WLED | 261.8 | 15 | 227.8 | 10 | 205 | 5
BRV12362MR165WLED | 12V 36W, sealed lead calcium, MR16 heads, 2x5WLED | 270.8 | 15 | 235.6 | 10 | 212 | 5
BRV12362MR167WLED | 12V 36W, sealed lead calcium, MR16 heads, 2x7WLED | 283.6 | 15 | 246.7 | 10 | 222 | 5
BRV12602MR162WLED | 12V 60W, sealed lead calcium, MR16 heads, 2x2WLED | 293.8 | 15 | 255.6 | 10 | 230 | 5
BRV12602MR165WLED | 12V 60W, sealed lead calcium, MR16 heads, 2x5WLED | 306.6 | 15 | 266.7 | 10 | 240 | 5
BRV12602MR167WLED | 12V 60W, sealed lead calcium, MR16 heads, 2x7WLED | 316.8 | 15 | 275.6 | 10 | 248 | 5
BRV6222MR165WLEDNC | 6V 22W, Ni-Cd, MR16 heads, 2x5WLED | 296.9 | 15 | 258.3 | 10 | 232.5 | 5
BRV6222MR167WLEDNC | 6V 22W, Ni-Cd, MR16 heads, 2x7WLED | 309.9 | 15 | 269.6 | 10 | 242.6 | 5
BRV6422MR165WLEDNC | 6V 42W, Ni-Cd, MR16 heads, 2x5WLED | 320.3 | 15 | 278.7 | 10 | 250.8 | 5
BRV6422MR167WLEDNC | 6V 42W, Ni-Cd, MR16 heads, 2x7WLED | 333.2 | 15 | 289.9 | 10 | 260.9 | 5
BRV12422MR162WLEDNC | 12V 42W, Ni-Cd, MR16 heads, 2x2WLED | 286.6 | 15 | 249.3 | 10 | 224.4 | 5
BRV12422MR165WLEDNC | 12V 42W, Ni-Cd, MR16 heads, 2x5WLED | 298.2 | 15 | 259.4 | 10 | 233.5 | 5
BRV12422MR167WLEDNC | 12V 42W, Ni-Cd, MR16 heads, 2x7WLED | 309.9 | 15 | 269.6 | 10 | 242.6 | 5
BRV-AM | ammeter | 25.4 | 15 | 25.4 | 10 | 25.4 | 5
BRV-AT | autotest (battery units) | 22.4 | 15 | 22.4 | 10 | 22.4 | 5
BRV-BZ | audible alarm (buzzer) | 50.8 | 15 | 50.8 | 10 | 50.8 | 5
BRV-CC | custom color | contact factory | 15 | contact factory | 10 | contact factory | 5
BRV-FAI | fire alarm interface - specify voltage and type (open/closed/12-24VDC)(open/closed 120V only) | 71.1 | 15 | 71.1 | 10 | 71.1 | 5
BRV-IH | internal heater (specify voltage) | 71.1 | 15 | 71.1 | 10 | 71.1 | 5
BRV-IRT | infrared testing (specify input voltage) | 76.2 | 15 | 76.2 | 10 | 76.2 | 5
BRV-MT | magnetic test switch | 99.5 | 15 | 99.5 | 10 | 99.5 | 5
BRV-RC | remote capable | 20.3 | 15 | 20.3 | 10 | 20.3 | 5
BRV-TD | time delay- specify 5 , 10 , 15 mins (10 min std) | 20.3 | 15 | 20.3 | 10 | 20.3 | 5
BRV-VM | voltmeter | 25.4 | 15 | 25.4 | 10 | 25.4 | 5
BRV-1PK12B | 12” black pendant kit (contact factory for custom lengths) | 23.3 | 15 | 20.3 | 10 | 18.3 | 5
BRV-1PK12BA | 12” brushed aluminum pendant kit | 77.8 | 15 | 67.7 | 10 | 60.9 | 5
BRV-1PK12W | 12” white pendant kit (contact factory for custom lengths) | 23.3 | 15 | 20.3 | 10 | 18.3 | 5
BRV-1PK24B | 24” black pendant kit | 31.1 | 15 | 27.1 | 10 | 24.4 | 5
BRV-1PK24W | 24” white pendant kit | 31.1 | 15 | 27.1 | 10 | 24.4 | 5
BRV-1PK48B | 48” black pendant kit | 51.8 | 15 | 45.1 | 10 | 40.6 | 5
BRV-1PK48W | 48” white pendant kit | 51.8 | 15 | 45.1 | 10 | 40.6 | 5
BRV-HHC | remote control for IRT (remote will operate multiple units; order remote separately) | 39 | 15 | 33.9 | 10 | 30.5 | 5
BRV-BPG6 | wireguard, 20” x 17” x 12” (ESM 24V top mount, EST top mount 100W>, HWE and BRV) | 293.8 | 15 | 255.6 | 10 | 230 | 5
BRV-WG9DX20LX19WWHT | wireguard, 9"D X 20"L X 19"W, white (RBOU wall, RBOC wall, BRV, WLXE wall, VST375) | 84.3 | 15 | 73.3 | 10 | 66 | 5
BRVHZ6122MR165WLED | 6V 18W, sealed lead calcium, 2x5W LED MR16 heads | 369.4 | 15 | 321.4 | 10 | 289.3 | 5
BRVHZ6122MR167WLED | 6V 18W, sealed lead calcium, 2x7W LED MR16 heads | 382.5 | 15 | 332.8 | 10 | 299.5 | 5
BRVHZ6182MR165WLED | 6V 18W, sealed lead calcium, 2x5W LED MR16 heads | 382.5 | 15 | 332.8 | 10 | 299.5 | 5
BRVHZ6182MR167WLED | 6V 18W, sealed lead calcium, 2x7W LED MR16 heads | 395.4 | 15 | 344 | 10 | 309.6 | 5
BRVHZ6272MR165WLED | 6V 27W, sealed lead calcium, 2x5W LED MR16 heads | 427.8 | 15 | 372.2 | 10 | 335 | 5
BRVHZ6272MR167WLED | 6V 27W, sealed lead calcium, 2x7W LED MR16 heads | 440.7 | 15 | 383.4 | 10 | 345.1 | 5
BRVHZ6362MR165WLED | 6V 36W, sealed lead calcium, 2x5W LED MR16 heads | 453.8 | 15 | 394.8 | 10 | 355.3 | 5
BRVHZ6362MR167WLED | 6V 36W, sealed lead calcium, 2x7W LED MR16 heads | 466.7 | 15 | 406 | 10 | 365.4 | 5
BRVHZ6602MR165WLED | 6V 60W sealed lead calcium, 2x5W LED MR16 heads | 466.7 | 15 | 406 | 10 | 365.4 | 5
BRVHZ6602MR167WLED | 6V 60W sealed lead calcium, 2x7W LED MR16 heads | 479.7 | 15 | 417.3 | 10 | 375.6 | 5
BRVHZ12272MR162WLED | 12V 27W, sealed lead calcium, 2x2W LED MR16 heads | 447.2 | 15 | 389.1 | 10 | 350.2 | 5
BRVHZ12272MR165WLED | 12V 27W, sealed lead calcium, 2x5W LED MR16 heads | 453.8 | 15 | 394.8 | 10 | 355.3 | 5
BRVHZ12272MR167WLED | 12V 27W, sealed lead calcium, 2x7W LED MR16 heads | 466.7 | 15 | 406 | 10 | 365.4 | 5
BRVHZ12362MR162WLED | 12V 36W, sealed lead calcium, 2x2W LED MR16 heads | 447.2 | 15 | 389.1 | 10 | 350.2 | 5
BRVHZ12362MR165WLED | 12V 36W, sealed lead calcium, 2x5W LED MR16 heads | 453.8 | 15 | 394.8 | 10 | 355.3 | 5
BRVHZ12362MR167WLED | 12V 36W, sealed lead calcium, 2x7W LED MR16 heads | 466.7 | 15 | 406 | 10 | 365.4 | 5
BRVHZ12602MR162WLED | 12V 60W, sealed lead calcium, 2x2W LED MR16 heads | 460.2 | 15 | 400.4 | 10 | 360.4 | 5
BRVHZ12602MR165WLED | 12V 60W, sealed lead calcium, 2x5W LED MR16 heads | 466.7 | 15 | 406 | 10 | 365.4 | 5
BRVHZ12602MR167WLED | 12V 60W, sealed lead calcium, 2x7W LED MR16 heads | 479.7 | 15 | 417.3 | 10 | 375.6 | 5
BRVHZ6222MR165WLEDNC | 6V 22W, Ni-Cd, 2x5W LED MR16 heads | 456.3 | 15 | 397 | 10 | 357.3 | 5
BRVHZ6222MR167WLEDNC | 6V 22W, Ni-Cd, 2x7W LED MR16 heads | 469.3 | 15 | 408.3 | 10 | 367.5 | 5
BRVHZ6422MR165WLEDNC | 6V 42W, Ni-Cd, 2x5W LED MR16 heads | 531.5 | 15 | 462.4 | 10 | 416.2 | 5
BRVHZ6422MR167WLEDNC | 6V 42W, Ni-Cd, 2x7W LED MR16 heads | 544.5 | 15 | 473.7 | 10 | 426.3 | 5
BRVHZ12422MR162WLEDNC | 12V 42W, Ni-Cd, 2x2W LED MR16 heads | 531.5 | 15 | 462.4 | 10 | 416.2 | 5
BRVHZ12422MR165WLEDNC | 12V 42W, Ni-Cd, 2x5W LED MR16 heads | 531.5 | 15 | 462.4 | 10 | 416.2 | 5
BRVHZ12422MR167WLEDNC | 12V 42W, Ni-Cd, 2x7W LED MR16 heads | 531.5 | 15 | 462.4 | 10 | 416.2 | 5
BRVHZ-AM | ammeter | 25.4 | 15 | 25.4 | 10 | 25.4 | 5
BRVHZ-AT | autotest (battery units) | 22.4 | 15 | 22.4 | 10 | 22.4 | 5
BRVHZ-BZ | audible alarm (buzzer) | 50.8 | 15 | 50.8 | 10 | 50.8 | 5
BRVHZ-FAI | fire alarm interface - specify voltage and type (open/closed/12-24VDC)(open/closed 120V only) | 71.1 | 15 | 71.1 | 10 | 71.1 | 5
BRVHZ-TD | time delay- specify 5 , 10 , 15 mins (10 min std) | 20.3 | 15 | 20.3 | 10 | 20.3 | 5
BRVHZ-VM | voltmeter | 25.4 | 15 | 25.4 | 10 | 25.4 | 5
BRVHZ-BPG6 | wireguard, 20” x 17” x 12” (ESM 24V top mount, EST top mount 100W>, HWE and BRV) | 293.8 | 15 | 255.6 | 10 | 230 | 5
BRVHZ-WG9DX20LX19WWHT | wireguard, 9"D X 20"L X 19"W, white (RBOU wall, RBOC wall, BRV, WLXE wall, VST375) | 84.3 | 15 | 73.3 | 10 | 66 | 5
BRZLRUWHT | Ni-Cd battery, red LED, universal face, 3W LED, white housing | 63.6 | 15 | 55.3 | 10 | 49.8 | 5
BRZLRUBLK | Ni-Cd battery, red LED, universal face, 3W LED, black housing | 63.6 | 15 | 55.3 | 10 | 49.8 | 5
BRZLRUWHTAT | Ni-Cd battery, red LED, universal face, 3W LED, white housing, autotest | 85.5 | 15 | 74.4 | 10 | 67 | 5
BRZLRUBLKAT | Ni-Cd battery, red LED, universal face, 3W LED, black housing, autotest | 85.5 | 15 | 74.4 | 10 | 67 | 5
BRZLGUWHT | Ni-Cd battery, green LED, universal face, 3W LED, white housing | 63.6 | 15 | 55.3 | 10 | 49.8 | 5
BRZLGUBLK | Ni-Cd battery, green LED, universal face, 3W LED, black housing | 63.6 | 15 | 55.3 | 10 | 49.8 | 5
BRZLGUWHTAT | Ni-Cd battery, green LED, universal face, 3W LED, white housing, autotest | 85.5 | 15 | 74.4 | 10 | 67 | 5
BRZLGUBLKAT | Ni-Cd battery, green LED, universal face, 3W LED, black housing, autotest | 85.5 | 15 | 74.4 | 10 | 67 | 5
BX910LED2SEWT40120277VGRAY | Emergency only, 2ft, 4000K, 120-277V, gray finish | 292.4 | 15 | 254.4 | 10 | 229 | 5
BX910LED2SEWT40120277VTOPWHT | Emergency only, 2ft, 4000K, 120-277V, top entry, white finish | 292.4 | 15 | 254.4 | 10 | 229 | 5
BX910LED-AT | autotest | 45.9 | 15 | 45.9 | 10 | 45.9 | 5
BX910LED-BAA | Buy American Act | 30.6 | 15 | 30.6 | 10 | 30.6 | 5
BX910LED-PGL | prismatic tempered glass lens | contact factory | 15 | contact factory | 10 | contact factory | 5
BX910LED-WG | wireguard | 20.4 | 15 | 20.4 | 10 | 20.4 | 5
CSTXHTLR1 | Steel Exit, AC only, Red LED, Single Face, Chicago Approved | 133.4 | 15 | 116.1 | 10 | 104.5 | 5
CSTXHTLR2 | Steel Exit, AC only, Red LED, Double Face, Chicago Approved | 148.2 | 15 | 128.9 | 10 | 116 | 5
CSTXSALR1 | Steel Exit, AC & EM, Red LED, Single Face, Chicago Approved | 140.5 | 15 | 122.2 | 10 | 110 | 5
CSTXSALR2 | Steel Exit, AC & EM, Red LED, Double Face, Chicago Approved | 155.2 | 15 | 135 | 10 | 121.5 | 5
CSTX-B | black | 5 | 15 | 5 | 10 | 5 | 5
CSTX-W | white | 0 | 15 | 0 | 10 | 0 | 5
CSTX-blank | exit | 0 | 15 | 0 | 10 | 0 | 5
CSTX-STAIR | stair | 25 | 15 | 25 | 10 | 25 | 5
CSTX-STAIRS | stairs | 24 | 15 | 24 | 10 | 24 | 5
CSTX-DA | double arrow | 0 | 15 | 0 | 10 | 0 | 5
CSTX-LA | left arrow (single face only) | 0 | 15 | 0 | 10 | 0 | 5
CSTX-LARA | left/ right arrow (double face only) | 0 | 15 | 0 | 10 | 0 | 5
CSTX-NA | no arrows | 0 | 15 | 0 | 10 | 0 | 5
CSTX-RA | right arrow (single face only) | 0 | 15 | 0 | 10 | 0 | 5
CHESM6122LED3.3WBLK | Emergency unit, steel, 6V, 12W capacity, sealed lead acid battery, 2 x 3.3W LED heads, 5.4W remote capacity, black housing, 120/277V input, Chicago approved. | 102.2 | 15 | 88.9 | 10 | 80 | 5
CHESM6122LED3.3WWHT | Emergency unit, steel, 6V, 12W capacity, sealed lead acid battery, 2 x 3.3W LED heads, 5.4W remote capacity, white housing, 120/277V input, Chicago approved. | 102.2 | 15 | 88.9 | 10 | 80 | 5
CHREDGHTLR1 | Edgelit Exit, AC only, Recessed, Red LED, Single Face, Chicago Approved | 181.4 | 15 | 157.8 | 10 | 142 | 5
CHREDGHTLR2 | Edgelit Exit, AC only, Recessed, Red LED, Double Face, Chicago Approved | 206.9 | 15 | 180 | 10 | 162 | 5
CHREDGSALR1 | Edgelit Exit, AC & EM, Recessed, Red LED, Single Face, Chicago Approved | 189 | 15 | 164.4 | 10 | 148 | 5
CHREDGSALR2 | Edgelit Exit, AC & EM, Recessed, Red LED, Double Face, Chicago Approved | 214.6 | 15 | 186.7 | 10 | 168 | 5
CHREDG-A | aluminum | 0 | 15 | 0 | 10 | 0 | 5
CHREDG-W | white | 0 | 15 | 0 | 10 | 0 | 5
CHREDG-X | EXIT | 0 | 15 | 0 | 10 | 0 | 5
CHREDG-S | STAIR | 25 | 15 | 25 | 10 | 25 | 5
CHREDG-blank | no arrows | 0 | 15 | 0 | 10 | 0 | 5
CHREDG-2A | double arrow | 0 | 15 | 0 | 10 | 0 | 5
CHREDG-RA | right arrow (single face only) | 0 | 15 | 0 | 10 | 0 | 5
CHREDG-LA | left arrow (single face only) | 0 | 15 | 0 | 10 | 0 | 5
CHREDG-LRA | left/ right arrow (double face only) | 0 | 15 | 0 | 10 | 0 | 5
CHREDG-WM | wall mount | 41 | 15 | 41 | 10 | 41 | 5
CHSEDGHTLR1 | Edgelit Exit, AC only, Surface Mount, Red LED, Single Face, Chicago Approved | 163.4 | 15 | 142.2 | 10 | 128 | 5
CHSEDGHTLR2 | Edgelit Exit, AC only, Surface Mount, Red LED, Double Face, Chicago Approved | 191.6 | 15 | 166.7 | 10 | 150 | 5
CHSEDGSALR1 | Edgelit Exit, AC & EM, Surface Mount, Red LED, Single Face, Chicago Approved | 171.1 | 15 | 148.9 | 10 | 134 | 5
CHSEDGSALR2 | Edgelit Exit, AC & EM, Surface Mount, Red LED, Double Face, Chicago Approved | 199.2 | 15 | 173.3 | 10 | 156 | 5
CHSEDG-A | aluminum | 0 | 15 | 0 | 10 | 0 | 5
CHSEDG-W | white | 0 | 15 | 0 | 10 | 0 | 5
CHSEDG-X | EXIT | 0 | 15 | 0 | 10 | 0 | 5
CHSEDG-S | STAIR | 25 | 15 | 25 | 10 | 25 | 5
CHSEDG-blank | no arrows | 0 | 15 | 0 | 10 | 0 | 5
CHSEDG-2A | double arrow | 0 | 15 | 0 | 10 | 0 | 5
CHSEDG-RA | right arrow (single face only) | 0 | 15 | 0 | 10 | 0 | 5
CHSEDG-LA | left arrow (single face only) | 0 | 15 | 0 | 10 | 0 | 5
CHSEDG-LRA | left/ right arrow (double face only) | 0 | 15 | 0 | 10 | 0 | 5
CRV2HTUBA | Universal edge-lit exit, AC only, red/green, single clear and double mirror panels, brushed aluminum | 73.9 | 15 | 64.3 | 10 | 57.9 | 5
CRV2HTUW | Universal edge-lit exit, AC only, red/green, single clear and double mirror panels, white | 73.9 | 15 | 64.3 | 10 | 57.9 | 5
CRV2SAUBA | Universal edge-lit exit, AC & EM, red/green, single clear and double mirror panels, brushed aluminum, autotest | 85.5 | 15 | 74.4 | 10 | 67 | 5
CRV2SAUW | Universal edge-lit exit, AC & EM, red/green, single clear and double mirror panels, white, autotest | 85.5 | 15 | 74.4 | 10 | 67 | 5
CRV2-1PK12BCRV | 12” black pendant kit | 29.7 | 15 | 26.7 | 10 | 24 | 5
CRV2-1PK24BCRV | 24” black pendant kit | 33.3 | 15 | 30 | 10 | 27 | 5
CRV2-1PK48BCRV | 48” black pendant kit | 49.3 | 15 | 44.4 | 10 | 40 | 5
CRV2-1PK12WCRV | 12” white pendant kit | 29.7 | 15 | 26.7 | 10 | 24 | 5
CRV2-1PK24WCRV | 24” white pendant kit | 33.3 | 15 | 30 | 10 | 27 | 5
CRV2-1PK48WCRV | 48” white pendant kit | 49.3 | 15 | 44.4 | 10 | 40 | 5
CRV2-CRV21MPNL | Single face mirror panel | 16 | 15 | 14.4 | 10 | 13 | 5
CRV2-CRV21WPNL | Single face white panel | 17.9 | 15 | 16.1 | 10 | 14.5 | 5
CRV2-CRV22WPNL | Double face white panel | 19.8 | 15 | 17.8 | 10 | 16 | 5
CRV2-RKWHTHT | Recessed kit, white, HT only (no holes) | 35.8 | 15 | 32.2 | 10 | 29 | 5
CRV2-RKWHTSA | Recessed kit, white, SA only (with holes) | 35.8 | 15 | 32.2 | 10 | 29 | 5
CRV2-RKBALHT | Recessed kit, brushed aluminum, HT only (no holes) | 35.8 | 15 | 32.2 | 10 | 29 | 5
CRV2-RKBALSA | Recessed kit, brushed aluminum, SA only (with holes) | 35.8 | 15 | 32.2 | 10 | 29 | 5
CRVHTLR1MIRSMAL | AC only, single face, red LED, mirror panel, alum. finish | 44.7 | 15 | 38.9 | 10 | 35 | 5
CRVHTLR2WHTSMWHT | AC only, double face, red LED, white panel, white finish | 44.7 | 15 | 38.9 | 10 | 35 | 5
CRVHTLG1MIRSMWHT | AC only, single face, green LED, mirror panel, white finish | 44.7 | 15 | 38.9 | 10 | 35 | 5
CRVHTLG2MIRSMWHT | AC only, double face, green LED, mirror panel, white finish | 44.7 | 15 | 38.9 | 10 | 35 | 5
CRVSALR1MIRSMALAT | Ni-Cd battery, single face, red LED, mirror panel, alum. finish, Autotest | 54.9 | 15 | 47.8 | 10 | 43 | 5
CRVSALR1MIRSMWHTAT | Ni-Cd battery, single face, red LED, mirror panel, white finish, Autotest | 54.9 | 15 | 47.8 | 10 | 43 | 5
CRVSALR2MIRSMALAT | Ni-Cd battery, double face, red LED, mirror panel, alum. finish, Autotest | 54.9 | 15 | 47.8 | 10 | 43 | 5
CRVSALR2WHTSMALAT | Ni-Cd battery, double face, red LED, white panel, alum. finish, Autotest | 54.9 | 15 | 47.8 | 10 | 43 | 5
CRVSALG1CLRSMALAT | Ni-Cd battery, single face, green LED, clear panel, alum. finish, Autotest | 54.9 | 15 | 47.8 | 10 | 43 | 5
CRVSALG1MIRSMALAT | Ni-Cd battery, single face, green LED, mirror panel, alum. finish, Autotest | 54.9 | 15 | 47.8 | 10 | 43 | 5
CRVSALG1CSALAT220VSALIDA | Ni-Cd battery, single face, green LED, clear panel, alum. finish, Autotest 220V SALIDA | 54.9 | 15 | 47.8 | 10 | 43 | 5
CRVCSALR1CLRRBA | Combo unit, red LED, single face, clear panel, recess mount, brushed aluminum finish, 2x2.5W lamps, autotest, 120/277V, | 136.7 | 15 | 118.9 | 10 | 107 | 5
CRVCSALR1CLRRWHT | Combo unit, red LED, single face, clear panel, recess mount, white finish, 2x2.5W lamps, autotest, 120/277V, | 136.7 | 15 | 118.9 | 10 | 107 | 5
CRVCSALG1CLRRBA | Combo unit, green LED, single face, clear panel, recess mount, brushed aluminum finish, 2x2.5W lamps, autotest, 120/277V, | 136.7 | 15 | 118.9 | 10 | 107 | 5
CRVCSALG1CLRRWHT | Combo unit, green LED, single face, clear panel, recess mount, white finish, 2x2.5W lamps, autotest, 120/277V, | 136.7 | 15 | 118.9 | 10 | 107 | 5
CRVCSALR1CLRRBARC | Combo unit, red LED, single face, clear panel, recess mount, brushed aluminum finish, 2x2.5W lamps, remote capable, autotest 120/277V, | 158.4 | 15 | 137.8 | 10 | 124 | 5
CRVCSALR1CLRRWHTRC | Combo unit, red LED, single face, clear panel, recess mount, white finish, 2x2.5W lamps, remote capable, autotest 120/277V, | 158.4 | 15 | 137.8 | 10 | 124 | 5
CRVCSALG1CLRRBARC | Combo unit, green LED, single face, clear panel, recess mount, brushed aluminum finish, 2x2.5W lamps, remote capable, autotest 120/277V, | 158.4 | 15 | 137.8 | 10 | 124 | 5
CRVCSALG1CLRRWHTRC | Combo unit, green LED, single face, clear panel, recess mount, white finish, 2x2.5W lamps, remote capable, autotest 120/277V, | 158.4 | 15 | 137.8 | 10 | 124 | 5
CRVCSALR2MIRRBA | Combo unit, red LED, double face, mirror panel, recess mount, brushed aluminum finish, 2x2.5W lamps, autotest, 120/277V, | 178.9 | 15 | 155.6 | 10 | 140 | 5
CRVCSALR2MIRRWHT | Combo unit, red LED, double face, mirror panel, recess mount, white finish, 2x2.5W lamps, autotest, 120/277V, | 178.9 | 15 | 155.6 | 10 | 140 | 5
CRVCSALG2MIRRBA | Combo unit, green LED, double face, mirror panel, recess mount, brushed aluminum finish, 2x2.5W lamps, autotest, 120/277V, | 178.9 | 15 | 155.6 | 10 | 140 | 5
CRVCSALG2MIRRWHT | Combo unit, green LED, double face, mirror panel, recess mount, white finish, 2x2.5W lamps, autotest, 120/277V, | 178.9 | 15 | 155.6 | 10 | 140 | 5
CRVCSALR2MIRRBARC | Combo unit, red LED, double face, mirror panel, recess mount, brushed aluminum finish, 2x2.5W lamps, remote capable, autotest 120/277V, | 200.5 | 15 | 174.4 | 10 | 157 | 5
CRVCSALR2MIRRWHTRC | Combo unit, red LED, double face, mirror panel, recess mount, white finish, 2x2.5W lamps, remote capable, autotest 120/277V, | 200.5 | 15 | 174.4 | 10 | 157 | 5
CRVCSALG2MIRRBARC | Combo unit, green LED, double face, mirror panel, recess mount, brushed aluminum finish, 2x2.5W lamps, remote capable, autotest 120/277V, | 200.5 | 15 | 174.4 | 10 | 157 | 5
CRVCSALG2MIRRWHTRC | Combo unit, green LED, double face, mirror panel, recess mount, white finish, 2x2.5W lamps, remote capable, autotest 120/277V, | 200.5 | 15 | 174.4 | 10 | 157 | 5
CRVC-1MIR | red or green single face mirror option | 15.5 | 15 | 15.5 | 10 | 15.5 | 5
CRVC-SM(brushedaluminumfinish) | Surface mount housing kit for CRV-C, brushed aluminum finish | 25.4 | 15 | 25.4 | 10 | 25.4 | 5
CRVC-SM(whitefinish) | Surface mount housing kit for CRV-C, white finish | 27.5 | 15 | 27.5 | 10 | 27.5 | 5
CYCHTLR1 | AC only, single face, red LED | 138.7 | 15 | 120.7 | 10 | 108.6 | 5
CYCHTLR2 | AC only, double face, red LED | 145.2 | 15 | 126.3 | 10 | 113.7 | 5
CYCHTLG1 | AC only, single face, green LED | 147.8 | 15 | 128.6 | 10 | 115.7 | 5
CYCHTLG2 | AC only, double face, green LED | 154.3 | 15 | 134.2 | 10 | 120.8 | 5
CYCSALR1 | Ni-Cd Battery, single face, red LED | 154.3 | 15 | 134.2 | 10 | 120.8 | 5
CYCSALR2 | Ni-Cd Battery, double face, red LED | 160.8 | 15 | 139.9 | 10 | 125.9 | 5
CYCSALG1 | Ni-Cd Battery, single face, green LED | 163.3 | 15 | 142.1 | 10 | 127.9 | 5
CYCSALG2 | Ni-Cd Battery, double face, green LED | 169.9 | 15 | 147.8 | 10 | 133 | 5
CYC-CLR | clear panel, single face only | 0 | 15 | 0 | 10 | 0 | 5
CYC-MIR | mirror panel, single or double face | 0 | 15 | 0 | 10 | 0 | 5
CYC-WHT | white panel, single or double face | 0 | 15 | 0 | 10 | 0 | 5
CYC-ES | end mount | 0 | 15 | 0 | 10 | 0 | 5
CYC-WCS | wall or ceiling surface mount | 0 | 15 | 0 | 10 | 0 | 5
CYC-120SA | 120 min emergency (SA only) | 25.4 | 15 | 25.4 | 10 | 25.4 | 5
CYC-AT | autotest (SA only) | 16.8 | 15 | 16.8 | 10 | 16.8 | 5
CYC-BA | brushed aluminum finish | 19.8 | 15 | 19.8 | 10 | 19.8 | 5
CYC-BLK | black finish | 17.3 | 15 | 17.3 | 10 | 17.3 | 5
CYC-CC | custom color | contact factory | 15 | contact factory | 10 | contact factory | 5
CYC-OV | oval panel (cannot be combined with SWCT/ SWHE) | contact factory | 15 | contact factory | 10 | contact factory | 5
CYC-SW | special wording (specify) | contact factory | 15 | contact factory | 10 | contact factory | 5
CYC-SWCT | Connecticut compliant exit with modified ADA symbol | 72 | 15 | 72 | 10 | 72 | 5
CYC-SWHE | exit with international ADA symbol | 72 | 15 | 72 | 10 | 72 | 5
CYC-1PK12B | 12” black pendant kit (contact factory for custom lengths) | 23.3 | 15 | 20.3 | 10 | 18.3 | 5
CYC-1PK12BA | 12” brushed aluminum pendant kit | 77.8 | 15 | 67.7 | 10 | 60.9 | 5
CYC-1PK12W | 12” white pendant kit (contact factory for custom lengths) | 23.3 | 15 | 20.3 | 10 | 18.3 | 5
CYC-1PK24B | 24” black pendant kit | 31.1 | 15 | 27.1 | 10 | 24.4 | 5
CYC-1PK24W | 24” white pendant kit | 31.1 | 15 | 27.1 | 10 | 24.4 | 5
CYC-1PK48B | 48” black pendant kit | 51.8 | 15 | 45.1 | 10 | 40.6 | 5
CYC-1PK48W | 48” white pendant kit | 51.8 | 15 | 45.1 | 10 | 40.6 | 5
CYCECOHTLUWCS120/277V | AC only, single and double face panels, red and green LED, ceiling/wal/slope surface | 63.9 | 15 | 55.6 | 10 | 50 | 5
CYCECOSALUWCS120/277V | Ni-Cd Battery, single and double face panels, red and green LED, ceiling/wall/slope surface | 74 | 15 | 64.4 | 10 | 58 | 5
DLX50P1BUB | Indoor, 50ft viewing, single face, plastic, black frame | 157.1 | 15 | 136.7 | 10 | 123 | 5
DLX50P1GUB | Indoor, 50ft viewing, single face, plastic, green frame | 157.1 | 15 | 136.7 | 10 | 123 | 5
DLX50P1RUB | Indoor, 50ft viewing, single face, plastic, red frame | 157.1 | 15 | 136.7 | 10 | 123 | 5
DLX50P1WGUB | Indoor, 50ft viewing, single face, white frame with green lettering outline | 157.1 | 15 | 136.7 | 10 | 123 | 5
DLX50P1WRUB | Indoor, 50ft viewing, single face, white frame with red lettering outline | 157.1 | 15 | 136.7 | 10 | 123 | 5
DLX50P2BUB | Indoor, 50ft viewing, double face, black frame | 243.9 | 15 | 212.2 | 10 | 191 | 5
DLX50P2WGUB | Indoor, 50ft viewing, double face, white frame with green lettering outline | 249.1 | 15 | 216.7 | 10 | 195 | 5
DLX50P2WRUB | Indoor, 50ft viewing, double face, white frame with red lettering outline | 249.1 | 15 | 216.7 | 10 | 195 | 5
DLX100P1BUB | Indoor / outdoor, 100ft viewing, single face, black frame | 364 | 15 | 316.7 | 10 | 285 | 5
DLX100P1GUB | Indoor / outdoor, 100ft viewing, single face, green frame | 364 | 15 | 316.7 | 10 | 285 | 5
DLX100P1RUB | Indoor / outdoor, 100ft viewing, single face, red frame | 364 | 15 | 316.7 | 10 | 285 | 5
DLX100P2BUB | Indoor / outdoor, 100ft viewing, double face, black frame | 637.2 | 15 | 554.4 | 10 | 499 | 5
DLX100P2GUB | Indoor / outdoor, 100ft viewing, double face, green frame | 637.2 | 15 | 554.4 | 10 | 499 | 5
DLX100P2RUB | Indoor / outdoor, 100ft viewing, double face red frame | 637.2 | 15 | 554.4 | 10 | 499 | 5
EDT6180 | 6V 18W, sealed lead calcium, no heads | 233.7 | 15 | 203.3 | 10 | 183 | 5
EDT6270 | 6V 27W, sealed lead calcium, no heads | 246.4 | 15 | 214.4 | 10 | 193 | 5
EDT6360 | 6V 36W, sealed lead calcium, no heads | 260.6 | 15 | 226.7 | 10 | 204 | 5
EDT6600 | 6V 60W, sealed lead calcium, no heads | 274.6 | 15 | 238.9 | 10 | 215 | 5
EDT6720 | 6V 72W, sealed lead calcium, no heads | 293.8 | 15 | 255.6 | 10 | 230 | 5
EDT61000 | 6V 100W, sealed lead calcium, no heads | 298.9 | 15 | 260 | 10 | 234 | 5
EDT61200 | 6V 120W, sealed lead calcium, no heads | 310.3 | 15 | 270 | 10 | 243 | 5
EDT62000 | 6V 200W, sealed lead calcium, no heads | 323.1 | 15 | 281.1 | 10 | 253 | 5
EDT12270 | 12V 27W, sealed lead calcium, no heads | 246.4 | 15 | 214.4 | 10 | 193 | 5
EDT12360 | 12V 36W, sealed lead calcium, no heads | 260.6 | 15 | 226.7 | 10 | 204 | 5
EDT12600 | 12V 60W, sealed lead calcium, no heads | 274.6 | 15 | 238.9 | 10 | 215 | 5
EDT12720 | 12V 72W, sealed lead calcium, no heads | 293.8 | 15 | 255.6 | 10 | 230 | 5
EDT121200 | 12V 120W, sealed lead calcium, no heads | 298.9 | 15 | 260 | 10 | 234 | 5
EDT121400 | 12V 140W, sealed lead calcium, no heads | 319.3 | 15 | 277.8 | 10 | 250 | 5
EDT121600 | 12V 160W, sealed lead calcium, no heads | 337.1 | 15 | 293.3 | 10 | 264 | 5
EDT121800 | 12V 180W, sealed lead calcium, no heads | 349.9 | 15 | 304.4 | 10 | 274 | 5
EDT123600 | 12V 360W, sealed lead calcium, no heads | 389.5 | 15 | 338.9 | 10 | 305 | 5
EDT242800 | 24V 280W, sealed lead calcium, no heads | 618.2 | 15 | 537.8 | 10 | 484 | 5
EDT243600 | 24V 360W, sealed lead calcium, no heads | 648.7 | 15 | 564.4 | 10 | 508 | 5
EDT6220NC | 6V 22W, Ni-Cd, no heads | 260.6 | 15 | 226.7 | 10 | 204 | 5
EDT6420NC | 6V 42W, Ni-Cd, no heads | 293.8 | 15 | 255.6 | 10 | 230 | 5
EDT6540NC | 6V 54W, Ni-Cd, no heads | 298.9 | 15 | 260 | 10 | 234 | 5
EDT6900NC | 6V 90W, Ni-Cd, no heads | 358.9 | 15 | 312.2 | 10 | 281 | 5
EDT12420NC | 12V 42W, Ni-Cd, no heads | 293.8 | 15 | 255.6 | 10 | 230 | 5
EDT12900NC | 12V 90W, Ni-Cd, no heads | 358.9 | 15 | 312.2 | 10 | 281 | 5
EDT121300NC | 12V 130W, Ni-Cd, no heads | 493 | 15 | 428.9 | 10 | 386 | 5
EDT122000NC | 12V 200W, Ni-Cd, no heads | 596.4 | 15 | 518.9 | 10 | 467 | 5
EDT241000NC | 24V 100W, Ni-Cd, no heads | 558.2 | 15 | 485.6 | 10 | 437 | 5
EDT242000NC | 24V 200W, Ni-Cd, no heads | 662.9 | 15 | 576.7 | 10 | 519 | 5
EDT-1SEA2WLED | single MR16 head with one 2W LED lamp (12V ONLY) | 20.8 | 15 | 18.1 | 10 | 16.3 | 5
EDT-1SEA5WLED | single MR16 head with one 5W LED lamp | 23.3 | 15 | 20.3 | 10 | 18.3 | 5
EDT-1SEA7WLED | single MR16 head with one 7W LED lamp | 51.8 | 15 | 45.1 | 10 | 40.6 | 5
EDT-1LR6WLEDSB | single PAR36 head with one 6W sealed beam LED lamp (12V ONLY) | 29.9 | 15 | 26 | 10 | 23.4 | 5
EDT-1LR7.2W | single PAR 36 head with one 7.2W incandescent lamp (6V ONLY) | 29.9 | 15 | 26 | 10 | 23.4 | 5
EDT-1LR9W | single PAR36 head with one 9W incandescent lamp | 13 | 15 | 11.3 | 10 | 10.2 | 5
EDT-1LR12W | single PAR36 head with one 12W incandescent lamp (12V ONLY) | 13 | 15 | 11.3 | 10 | 10.2 | 5
EDT-1LR18W | single PAR36 head with one 18W incandescent lamp (12V & 24V ONLY) | 13 | 15 | 11.3 | 10 | 10.2 | 5
EDT-1LR12WQ | single PAR36 head with one 12W quartz halogen lamp (6V & 12V ONLY) | 24.6 | 15 | 21.4 | 10 | 19.3 | 5
EDT-1LR20WQ | single PAR36 head with one 20W quartz halogen lamp (12V ONLY) | 24.6 | 15 | 21.4 | 10 | 19.3 | 5
EDT-1TESSQ5W | TESTA LED 5W, 640LM, square single head, 12-24V | 54.5 | 15 | 47.4 | 10 | 42.7 | 5
EDT-1TESSQ9W | TESTA LED 9W, 1100LM, square single head, 12-24V | 62.3 | 15 | 54.2 | 10 | 48.8 | 5
EDT-1TESSQ14W | TESTA LED 14W, 1450LM, square single head, 12-24V | 62.3 | 15 | 54.2 | 10 | 48.8 | 5
EDT-1TESSQ30W | TESTA LED 30W, 2500LM, square single head, 12-24V | 67.5 | 15 | 58.7 | 10 | 52.8 | 5
EDT-2SEA2WLED | double MR16 heads with 2W LED lamps (12V ONLY) | 41.5 | 15 | 36.1 | 10 | 32.5 | 5
EDT-2SEA5WLED | double MR16 heads with 5W LED lamps | 48 | 15 | 41.8 | 10 | 37.6 | 5
EDT-2SEA7WLED | double MR16 heads with 7W LED lamps | 103.7 | 15 | 90.2 | 10 | 81.2 | 5
EDT-2LR6WLEDSB | double PAR36 heads with 6W sealed beam LED lamps (12V & 24V ONLY) | 59.7 | 15 | 51.9 | 10 | 46.7 | 5
EDT-2LR7.2W | double PAR36 heads with 7.2W incandescent lamps (6V ONLY) | 59.7 | 15 | 51.9 | 10 | 46.7 | 5
EDT-2LR9W | double PAR36 heads with 9W incandescent lamps | 24.6 | 15 | 21.4 | 10 | 19.3 | 5
EDT-2LR12W | double PAR36 heads with 12W incandescent lamps (12V ONLY) | 24.6 | 15 | 21.4 | 10 | 19.3 | 5
EDT-2LR18W | double PAR36 heads with 18W incandescent lamps (12V & 24V ONLY) | 24.6 | 15 | 21.4 | 10 | 19.3 | 5
EDT-2LR12WQ | double PAR36 heads with 12W quartz halogen lamps (6V & 12V ONLY) | 49.3 | 15 | 42.9 | 10 | 38.6 | 5
EDT-2LR20WQ | double PAR36 heads with 20W quartz halogen lamps (12V ONLY) | 49.3 | 15 | 42.9 | 10 | 38.6 | 5
EDT-2TESSQ5W | double TESTA square LED heads, 5W 640LM each, 12-24V | 109 | 15 | 94.8 | 10 | 85.3 | 5
EDT-2TESSQ9W | double TESTA square LED heads, 9W 1100LM each, 12-24V | 124.5 | 15 | 108.3 | 10 | 97.5 | 5
EDT-2TESSQ14W | double TESTA square LED heads, 14W 1450LM each, 12-24V | 124.5 | 15 | 108.3 | 10 | 97.5 | 5
EDT-2TESSQ30W | double TESTA square LED heads, 30W 2500LM each, 12-24V | 134.8 | 15 | 117.3 | 10 | 105.6 | 5
EDT-3LR6WLEDSB | three PAR36 heads with 6W sealed beam LED lamps (12V & 24V ONLY) | 89.5 | 15 | 77.9 | 10 | 70.1 | 5
EDT-3LR7.2W | three PAR36 heads with 7.2W incandescent lamps (6V ONLY) | 89.5 | 15 | 77.9 | 10 | 70.1 | 5
EDT-3LR9W | three PAR36 heads with 9W incandescent lamps | 37.7 | 15 | 32.8 | 10 | 29.5 | 5
EDT-3LR12W | three PAR36 heads with 12W incandescent lamps (12V ONLY) | 37.7 | 15 | 32.8 | 10 | 29.5 | 5
EDT-3LR18W | three PAR36 heads with 18W incandescent lamps (12V & 24V ONLY) | 37.7 | 15 | 32.8 | 10 | 29.5 | 5
EDT-3LR12WQ | single PAR36 head with one 12W quartz halogen lamp (6V & 12V ONLY) | 73.9 | 15 | 64.3 | 10 | 57.9 | 5
EDT-3LR20WQ | three PAR36 heads with 20W quartz halogen lamps (12V ONLY) | 58.4 | 15 | 50.8 | 10 | 45.7 | 5
EDT-AM | ammeter | 25.4 | 15 | 25.4 | 10 | 25.4 | 5
EDT-AT | autotest (battery units) | 22.4 | 15 | 22.4 | 10 | 22.4 | 5
EDT-IH | internal heater (specify voltage) | 71.1 | 15 | 71.1 | 10 | 71.1 | 5
EDT-IRT | infrared testing (specify input voltage) | 76.2 | 15 | 76.2 | 10 | 76.2 | 5
EDT-LC | line cord (120V only) | 15.3 | 15 | 15.3 | 10 | 15.3 | 5
EDT-LD | lamp disconnect | 24.4 | 15 | 24.4 | 10 | 24.4 | 5
EDT-TC | teflon coated lenses | 20.3 | 15 | 20.3 | 10 | 20.3 | 5
EDT-TD | time delay- specify 5 , 10 , 15 mins (10 min std) | 20.3 | 15 | 20.3 | 10 | 20.3 | 5
EDT-TLP | twist lock plug - 120V only (not available with line cord) | 32.5 | 15 | 32.5 | 10 | 32.5 | 5
EDT-VM | voltmeter | 25.4 | 15 | 25.4 | 10 | 25.4 | 5
EDT-HHC | remote control for IRT (remote will operate multiple units; order remote separately) | 39 | 15 | 33.9 | 10 | 30.5 | 5
ELSE205LED120/277VAC | Emergency, 6V, 10W, 2x5W LED MR16 lamps ,120/277V input | 171.1 | 15 | 148.9 | 10 | 134 | 5
ELSE205LEDAT | Emergency, 6V, 10W, 2x5W LED MR16 lamps ,120/277V input, autotest | 183.9 | 15 | 160 | 10 | 144 | 5
EL-120SP | 120 min emergency (SA only) | 25.4 | 15 | 25.4 | 10 | 25.4 | 5
EL-B | black finish | 25.4 | 15 | 25.4 | 10 | 25.4 | 5
EL-CS | line cord (120V only) | 15.3 | 15 | 15.3 | 10 | 15.3 | 5
EL-W | white finish | 30.5 | 15 | 30.5 | 10 | 30.5 | 5
EL-BPG1 | wireguard, 17” x 17” x 7” (Tempesta, wall mount STXC) | 159.4 | 15 | 138.7 | 10 | 124.8 | 5
EL-WG4.5DX19.5LX13WWHT | wireguard, 4.5"D X 19.5"L X 13"W, white (ATX wall, ATXSWCT wall, STXSWCT wall, CRVC surface wall) | 58.4 | 15 | 50.8 | 10 | 45.7 | 5
EPXHT | LED Exit, thermoplastic, AC only, single SKU: red/green/ single/double panels/ universal mount, 120/277V, white | 19.2 | 15 | 16.7 | 10 | 15 | 5
EPXSA | LED Exit, thermoplastic, AC & EM, single SKU: red/green/ single/double panels/ universal mount, 120/277V, white | 20.5 | 15 | 17.8 | 10 | 16 | 5
EPXHTB | LED Exit, thermoplastic, AC only, single SKU: red/green/ single/double panels/ universal mount, 120/277V, black | 19.2 | 15 | 16.7 | 10 | 15 | 5
EPXSAB | LED Exit, thermoplastic, AC & EM, single SKU: red/green/ single/double panels/ universal mount, 120/277V, black | 20.5 | 15 | 17.8 | 10 | 16 | 5
EPX-2C | 2 circuit for HT only, specify 120V (2C120) or 277V (2C277) | 10.7 | 15 | 10.7 | 10 | 10.7 | 5
EPX-ATG | autotest for GREEN LETTERS ONLY (SA models only) | 18.3 | 15 | 18.3 | 10 | 18.3 | 5
EPX-ATR | autotest for RED LETTERS ONLY (SA models only) | 18.3 | 15 | 18.3 | 10 | 18.3 | 5
EPX-USA | assembled in USA | 35.6 | 15 | 35.6 | 10 | 35.6 | 5
EPX-WG6DX16.5LX14WWHT | wireguard, 6"D X 16.5"L X 14"W, white (OL2 surface wall, CRV recessed wall, ESL surface, EVR wall, FTZC wall, VE wall, FTZ wall, VST MINI wall, VSTM wall, PCHA wall, EPX wall, EPC wall) | 75.2 | 15 | 65.4 | 10 | 58.9 | 5
EPX-WG14.5DX12.5LX6.5WWHT | wireguard, 14.5"D X 12.5"L X 6.5"W, white (STX ceiling, WLX ceiling, WLX end mount, VE end mount, STX end mount, FMPL ceiling/ end, PXA ceiling, EPX end) | 83 | 15 | 72.2 | 10 | 65 | 5
EPX-WG10DX19LX7WWHT | wireguard, 10"D X 19"L X 7"W, white (EL ceiling, CRV ceiling recessed, ATX ceiling, ATXSWCT ceiling, STXSWCT ceiling, EPX ceiling, EPC ceiling) | 71.4 | 15 | 62.1 | 10 | 55.9 | 5
EPC | Combo, thermoplastic, 0.5W LED lamp heads, red and green letters, universal face and mounting, 120/277V, white | 40.9 | 15 | 35.6 | 10 | 32 | 5
EPCB | Combo, thermoplastic, 0.5W LED lamp heads, red and green letters, universal face and mounting, 120/277V, black | 40.9 | 15 | 35.6 | 10 | 32 | 5
EPCHO | Combo, thermoplastic, 2W LED lamp heads, red and green letters, universal face and mounting, 120/277V, white | 52.4 | 15 | 45.6 | 10 | 41 | 5
EPCBHO | Combo, thermoplastic, 2W LED lamp heads, red and green letters, universal face and mounting, 120/277V, black | 52.4 | 15 | 45.6 | 10 | 41 | 5
EPCRC | Combo, thermoplastic, 0.5W LED lamp heads, red and green letters, universal face and mounting, 120/277V, white, 1W remote capacity | 52.4 | 15 | 45.6 | 10 | 41 | 5
EPCBRC | Combo, thermoplastic, 0.5W LED lamp heads, red and green letters, universal face and mounting, 120/277V, black, 1W remote capacity | 52.4 | 15 | 45.6 | 10 | 41 | 5
EPC-ATG | autotest for GREEN LETTERS ONLY (SA models only) | 18.3 | 15 | 18.3 | 10 | 18.3 | 5
EPC-ATR | autotest for RED LETTERS ONLY (SA models only) | 18.3 | 15 | 18.3 | 10 | 18.3 | 5
EPC-WG6DX16.5LX14WWHT | wireguard, 6"D X 16.5"L X 14"W, white (OL2 surface wall, CRV recessed wall, ESL surface, EVR wall, FTZC wall, VE wall, FTZ wall, VST MINI wall, VSTM wall, PCHA wall, EPX wall, EPC wall) | 75.2 | 15 | 65.4 | 10 | 58.9 | 5
EPC-WG10DX19LX7WWHT | wireguard, 10"D X 19"L X 7"W, white (EL ceiling, CRV ceiling recessed, ATX ceiling, ATXSWCT ceiling, STXSWCT ceiling, EPX ceiling, EPC ceiling) | 71.4 | 15 | 62.1 | 10 | 55.9 | 5
EPE | Emergency unit, thermoplastic, 1.5W LED heads, Ni-Cd, 120/277V, white | 20.5 | 15 | 17.8 | 10 | 16 | 5
EPEB | Emergency unit, thermoplastic, 1.5W LED heads, Ni-Cd, 120/277V, black | 20.5 | 15 | 17.8 | 10 | 16 | 5
EPEAT | Emergency unit, thermoplastic, 1.5W LED heads, Ni-Cd, 120/277V, white, autotest | 35.7 | 15 | 31.1 | 10 | 28 | 5
EPEBAT | Emergency unit, thermoplastic, 1.5W LED heads, Ni-Cd, 120/277V, black, autotest | 35.7 | 15 | 31.1 | 10 | 28 | 5
EPERC | Emergency unit, thermoplastic, 1.5W LED heads, Ni-Cd, 120/277V, white, 2.5W remote capacity | 30.7 | 15 | 26.7 | 10 | 24 | 5
EPEBRC | Emergency unit, thermoplastic, 1.5W LED heads, Ni-Cd, 120/277V, black, 2.5W remote capacity | 30.7 | 15 | 26.7 | 10 | 24 | 5
EPEATRC | Emergency unit, thermoplastic, 1.5W LED heads, Ni-Cd, 120/277V, white, autotest, 2.5W remote capacity | 46 | 15 | 40 | 10 | 36 | 5
EPEBATRC | Emergency unit, thermoplastic, 1.5W LED heads, Ni-Cd, 120/277V, black, autotest, 2.5W remote capacity | 46 | 15 | 40 | 10 | 36 | 5
EPE-USA | assembled in USA | 20 | 15 | 20 | 10 | 20 | 5
EPE-WG4.5DX17.5LX7WWHT | wireguard, 4.5"D X 17.5"L X 7"W, white (TEMPESTA, BBX surface, EPE wall) | 37.7 | 15 | 32.8 | 10 | 29.5 | 5
EPE-WG6DX11LX7WWHT | wireguard, 6"D X 11"L X 7"W, white (MEZ wall, PEH wall, EPE ceiling) | 58.4 | 15 | 50.8 | 10 | 45.7 | 5
ESL6180 | battery unit 6V 18W, no heads | 107 | 15 | 93.1 | 10 | 83.8 | 5
ESL6360 | battery unit 6V 36W, no heads | 112.2 | 15 | 97.6 | 10 | 87.8 | 5
ESL12180 | battery unit 12V 18W, no heads | 123.2 | 15 | 107.2 | 10 | 96.5 | 5
ESL12360 | battery unit 12V 36W, no heads | 128.3 | 15 | 111.6 | 10 | 100.4 | 5
ESL6220NC | battery unit 6V 22W (NI-CD), no heads | 154.3 | 15 | 134.2 | 10 | 120.8 | 5
ESL-FM | front mount | 17.3 | 15 | 17.3 | 10 | 17.3 | 5
ESL-SM | side mount | 17.3 | 15 | 17.3 | 10 | 17.3 | 5
ESL-TM | top mount (standard) | 0 | 15 | 0 | 10 | 0 | 5
ESL-AT | autotest (battery units) | 22.4 | 15 | 22.4 | 10 | 22.4 | 5
ESL-BLK | black finish | 17.3 | 15 | 17.3 | 10 | 17.3 | 5
ESL-BZ | audible alarm (buzzer) | 50.8 | 15 | 50.8 | 10 | 50.8 | 5
ESL-CC | custom color | contact factory | 15 | contact factory | 10 | contact factory | 5
ESL-IRT | infrared testing (specify input voltage) | 76.2 | 15 | 76.2 | 10 | 76.2 | 5
ESL-LC | line cord (120V only) | 15.3 | 15 | 15.3 | 10 | 15.3 | 5
ESL-TC | teflon coated lenses | 20.3 | 15 | 20.3 | 10 | 20.3 | 5
ESL-TD | time delay- specify 5 , 10 , 15 mins (10 min std) | 20.3 | 15 | 20.3 | 10 | 20.3 | 5
ESL-TP | tamper proof screws | 18.3 | 15 | 18.3 | 10 | 18.3 | 5
ESL-1SR7.2W | single PAR18 head with one 7.2W incandescent lamp (6V ONLY) | 9.2 | 15 | 8 | 10 | 7.2 | 5
ESL-1SR9W | single PAR18 head with one 9W incandescent lamp | 13 | 15 | 11.3 | 10 | 10.2 | 5
ESL-1SR12W | single PAR18 head with one 12W lamp (12V ONLY) | 19.5 | 15 | 17 | 10 | 15.3 | 5
ESL-1SR18W | single PAR18 head with one 18W lamp (12V & 24V ONLY) | 19.5 | 15 | 17 | 10 | 15.3 | 5
ESL-1SR12WQ | single PAR18 head with one 12W quartz halogen lamp (6V & 12V ONLY) | 19.5 | 15 | 17 | 10 | 15.3 | 5
ESL-1SR20WQ | single PAR18 head with one 20W quartz halogen lamp (12V ONLY) | 19.5 | 15 | 17 | 10 | 15.3 | 5
ESL-1SR2WLED | single PAR18 head with one 2W LED lamp (12V ONLY) | 20.8 | 15 | 18.1 | 10 | 16.3 | 5
ESL-1SR5WLED | single PAR18 head with one 5W LED lamp | 23.3 | 15 | 20.3 | 10 | 18.3 | 5
ESL-1SR7WLED | single PAR18 head with one 7W LED lamp | 51.8 | 15 | 45.1 | 10 | 40.6 | 5
ESL-1LR7.2W | single PAR 36 head with one 7.2W incandescent lamp (6V ONLY) | 29.9 | 15 | 26 | 10 | 23.4 | 5
ESL-1LR9W | single PAR36 head with one 9W incandescent lamp | 13 | 15 | 11.3 | 10 | 10.2 | 5
ESL-1LR12W | single PAR36 head with one 12W incandescent lamp (12V ONLY) | 13 | 15 | 11.3 | 10 | 10.2 | 5
ESL-1LR18W | single PAR36 head with one 18W incandescent lamp (12V & 24V ONLY) | 13 | 15 | 11.3 | 10 | 10.2 | 5
ESL-1LR12WQ | single PAR36 head with one 12W quartz halogen lamp (6V & 12V ONLY) | 24.6 | 15 | 21.4 | 10 | 19.3 | 5
ESL-1LR20WQ | single PAR36 head with one 20W quartz halogen lamp (12V ONLY) | 24.6 | 15 | 21.4 | 10 | 19.3 | 5
ESL-1LR6WLEDSB | single PAR36 head with one 6W sealed beam LED lamp (12V ONLY) | 29.9 | 15 | 26 | 10 | 23.4 | 5
ESL-1BTMR2WLED | single MR16 head with one 2W LED lamp (12V only) | 44.1 | 15 | 38.4 | 10 | 34.6 | 5
ESL-1BTMR5WLED | single MR16 head with one 5W LED lamp | 48 | 15 | 41.8 | 10 | 37.6 | 5
ESL-1BTMR7WLED | single MR16 head with one 7W LED lamp | 54.5 | 15 | 47.4 | 10 | 42.7 | 5
ESL-2SR7.2W | double PAR18 heads with 7.2W incandescent lamps (6V ONLY) | 18.3 | 15 | 15.9 | 10 | 14.3 | 5
ESL-2SR9W | double PAR18 heads with 9W incandescent lamps | 26 | 15 | 22.6 | 10 | 20.3 | 5
ESL-2SR12W | double PAR18 heads with 12W incandescent lamps (12V ONLY) | 39 | 15 | 33.9 | 10 | 30.5 | 5
ESL-2SR18W | double PAR18 heads with 18W incandescent lamps (12V & 24V ONLY) | 39 | 15 | 33.9 | 10 | 30.5 | 5
ESL-2SR12WQ | double PAR18 heads with 12W quartz halogen lamps (6V & 12V ONLY) | 39 | 15 | 33.9 | 10 | 30.5 | 5
ESL-2SR20WQ | double PAR18 heads with 20W quartz halogen lamps (12V ONLY) | 39 | 15 | 33.9 | 10 | 30.5 | 5
ESL-2SR2WLED | double PAR18 heads with 2W LED lamps (12V ONLY) | 41.5 | 15 | 36.1 | 10 | 32.5 | 5
ESL-2SR5WLED | double PAR18 heads with 5W LED lamps | 48 | 15 | 41.8 | 10 | 37.6 | 5
ESL-2SR7WLED | double PAR18 heads with 7W LED lamps | 103.7 | 15 | 90.2 | 10 | 81.2 | 5
ESL-2LR7.2W | double PAR36 heads with 7.2W incandescent lamps (6V ONLY) | 59.7 | 15 | 51.9 | 10 | 46.7 | 5
ESL-2LR9W | double PAR36 heads with 9W incandescent lamps | 24.6 | 15 | 21.4 | 10 | 19.3 | 5
ESL-2LR12W | double PAR36 heads with 12W incandescent lamps (12V ONLY) | 24.6 | 15 | 21.4 | 10 | 19.3 | 5
ESL-2LR18W | double PAR36 heads with 18W incandescent lamps (12V & 24V ONLY) | 24.6 | 15 | 21.4 | 10 | 19.3 | 5
ESL-2LR12WQ | double PAR36 heads with 12W quartz halogen lamps (6V & 12V ONLY) | 49.3 | 15 | 42.9 | 10 | 38.6 | 5
ESL-2LR20WQ | double PAR36 heads with 20W quartz halogen lamps (12V ONLY) | 49.3 | 15 | 42.9 | 10 | 38.6 | 5
ESL-2LR6WLEDSB | double PAR36 heads with 6W sealed beam LED lamps (12V & 24V ONLY) | 59.7 | 15 | 51.9 | 10 | 46.7 | 5
ESL-2BTMR2WLED | double MR16 heads with 2W LED lamps (12V only) | 88.3 | 15 | 76.8 | 10 | 69.1 | 5
ESL-2BTMR5WLED | double MR16 heads with 5W LED lamps | 97.4 | 15 | 84.7 | 10 | 76.2 | 5
ESL-2BTMR7WLED | double MR16 heads with 7W LED lamps | 110.2 | 15 | 95.9 | 10 | 86.3 | 5
ESL-HHC | remote control for IRT (remote will operate multiple units; order remote separately) | 39 | 15 | 33.9 | 10 | 30.5 | 5
ESM6120 | battery unit, white, 6V 12W, no heads | 92.4 | 15 | 80.4 | 10 | 72.4 | 5
ESM6180 | battery unit, white, 6V 18W, no heads | 97.4 | 15 | 84.7 | 10 | 76.2 | 5
ESM6270 | battery unit, white, 6V 27W, no heads | 116.3 | 15 | 101.2 | 10 | 91.1 | 5
ESM6360 | battery unit, white, 6V 36W, no heads | 120.8 | 15 | 105.1 | 10 | 94.6 | 5
ESM6600 | battery unit, white, 6V 60W, no heads | 127.8 | 15 | 111.2 | 10 | 100.1 | 5
ESM12270 | battery unit, white, 12V 27W, no heads | 133.6 | 15 | 116.2 | 10 | 104.6 | 5
ESM12360 | battery unit, white, 12V 36W, no heads | 137.7 | 15 | 119.8 | 10 | 107.8 | 5
ESM12600 | battery unit, white, 12V 60W, no heads | 143.7 | 15 | 125 | 10 | 112.5 | 5
ESM6220NC | battery unit, white, 6V 22W (NI-CD), no heads | 152.8 | 15 | 132.9 | 10 | 119.6 | 5
ESM6420NC | battery unit, white, 6V 42W (NI-CD), no heads | 187.1 | 15 | 162.8 | 10 | 146.5 | 5
ESM6540NC | battery unit, white, 6V 54W (NI-CD), no heads | 229 | 15 | 199.2 | 10 | 179.3 | 5
ESM6900NC | battery unit, white, 6V 90W (NI-CD), no heads | 270.9 | 15 | 235.7 | 10 | 212.1 | 5
ESM12420NC | battery unit, white, 12V 42W (NI-CD), no heads | 232.9 | 15 | 202.6 | 10 | 182.3 | 5
ESM12900NC | battery unit, white, 12V 90W (NI-CD), no heads | 316.6 | 15 | 275.4 | 10 | 247.9 | 5
ESM-AM | ammeter | 25.4 | 15 | 25.4 | 10 | 25.4 | 5
ESM-AT | autotest (battery units) | 22.4 | 15 | 22.4 | 10 | 22.4 | 5
ESM-BLK | black finish | 17.3 | 15 | 17.3 | 10 | 17.3 | 5
ESM-BZ | audible alarm (buzzer) | 50.8 | 15 | 50.8 | 10 | 50.8 | 5
ESM-CC | custom color | contact factory | 15 | contact factory | 10 | contact factory | 5
ESM-FAI | fire alarm interface - specify voltage and type (open/closed/12-24VDC)(open/closed 120V only) | 71.1 | 15 | 71.1 | 10 | 71.1 | 5
ESM-IRT | infrared testing (specify input voltage) | 76.2 | 15 | 76.2 | 10 | 76.2 | 5
ESM-LC | line cord (120V only) | 15.3 | 15 | 15.3 | 10 | 15.3 | 5
ESM-SM | side-mounted heads | 20.3 | 15 | 20.3 | 10 | 20.3 | 5
ESM-TD | time delay- specify 5 , 10 , 15 mins (10 min std) | 20.3 | 15 | 20.3 | 10 | 20.3 | 5
ESM-TP | tamper proof screws | 18.3 | 15 | 18.3 | 10 | 18.3 | 5
ESM-VM | voltmeter | 25.4 | 15 | 25.4 | 10 | 25.4 | 5
ESM-1SR7.2W | single PAR18 head with one 7.2W incandescent lamp (6V ONLY) | 9.2 | 15 | 8 | 10 | 7.2 | 5
ESM-1SR9W | single PAR18 head with one 9W incandescent lamp | 13 | 15 | 11.3 | 10 | 10.2 | 5
ESM-1SR12W | single PAR18 head with one 12W lamp (12V ONLY) | 19.5 | 15 | 17 | 10 | 15.3 | 5
ESM-1SR18W | single PAR18 head with one 18W lamp (12V & 24V ONLY) | 19.5 | 15 | 17 | 10 | 15.3 | 5
ESM-1SR12WQ | single PAR18 head with one 12W quartz halogen lamp (6V & 12V ONLY) | 19.5 | 15 | 17 | 10 | 15.3 | 5
ESM-1SR20WQ | single PAR18 head with one 20W quartz halogen lamp (12V ONLY) | 19.5 | 15 | 17 | 10 | 15.3 | 5
ESM-1SR2WLED | single PAR18 head with one 2W LED lamp (12V ONLY) | 20.8 | 15 | 18.1 | 10 | 16.3 | 5
ESM-1SR5WLED | single PAR18 head with one 5W LED lamp | 23.3 | 15 | 20.3 | 10 | 18.3 | 5
ESM-1SR7WLED | single PAR18 head with one 7W LED lamp | 51.8 | 15 | 45.1 | 10 | 40.6 | 5
ESM-1LR7.2W | single PAR 36 head with one 7.2W incandescent lamp (6V ONLY) | 29.9 | 15 | 26 | 10 | 23.4 | 5
ESM-1LR9W | single PAR36 head with one 9W incandescent lamp | 13 | 15 | 11.3 | 10 | 10.2 | 5
ESM-1LR12W | single PAR36 head with one 12W incandescent lamp (12V ONLY) | 13 | 15 | 11.3 | 10 | 10.2 | 5
ESM-1LR18W | single PAR36 head with one 18W incandescent lamp (12V & 24V ONLY) | 13 | 15 | 11.3 | 10 | 10.2 | 5
ESM-1LR12WQ | single PAR36 head with one 12W quartz halogen lamp (6V & 12V ONLY) | 24.6 | 15 | 21.4 | 10 | 19.3 | 5
ESM-1LR20WQ | single PAR36 head with one 20W quartz halogen lamp (12V ONLY) | 24.6 | 15 | 21.4 | 10 | 19.3 | 5
ESM-1LR6WLEDSB | single PAR36 head with one 6W sealed beam LED lamp (12V ONLY) | 29.9 | 15 | 26 | 10 | 23.4 | 5
ESM-1BTMR2WLED | single MR16 head with one 2W LED lamp (12V only) | 44.1 | 15 | 38.4 | 10 | 34.6 | 5
ESM-1BTMR5WLED | single MR16 head with one 5W LED lamp | 48 | 15 | 41.8 | 10 | 37.6 | 5
ESM-1BTMR7WLED | single MR16 head with one 7W LED lamp | 54.5 | 15 | 47.4 | 10 | 42.7 | 5
ESM-1TESSQ5W | TESTA LED 5W, 640LM, square single head, 12-24V | 54.5 | 15 | 47.4 | 10 | 42.7 | 5
ESM-1TESSQ9W | TESTA LED 9W, 1100LM, square single head, 12-24V | 62.3 | 15 | 54.2 | 10 | 48.8 | 5
ESM-1TESSQ14W | TESTA LED 14W, 1450LM, square single head, 12-24V | 62.3 | 15 | 54.2 | 10 | 48.8 | 5
ESM-1TESSQ30W | TESTA LED 30W, 2500LM, square single head, 12-24V | 67.5 | 15 | 58.7 | 10 | 52.8 | 5
ESM-2SR7.2W | double PAR18 heads with 7.2W incandescent lamps (6V ONLY) | 18.3 | 15 | 15.9 | 10 | 14.3 | 5
ESM-2SR9W | double PAR18 heads with 9W incandescent lamps | 26 | 15 | 22.6 | 10 | 20.3 | 5
ESM-2SR12W | double PAR18 heads with 12W incandescent lamps (12V ONLY) | 39 | 15 | 33.9 | 10 | 30.5 | 5
ESM-2SR18W | double PAR18 heads with 18W incandescent lamps (12V & 24V ONLY) | 39 | 15 | 33.9 | 10 | 30.5 | 5
ESM-2SR12WQ | double PAR18 heads with 12W quartz halogen lamps (6V & 12V ONLY) | 39 | 15 | 33.9 | 10 | 30.5 | 5
ESM-2SR20WQ | double PAR18 heads with 20W quartz halogen lamps (12V ONLY) | 39 | 15 | 33.9 | 10 | 30.5 | 5
ESM-2SR2WLED | double PAR18 heads with 2W LED lamps (12V ONLY) | 41.5 | 15 | 36.1 | 10 | 32.5 | 5
ESM-2SR5WLED | double PAR18 heads with 5W LED lamps | 48 | 15 | 41.8 | 10 | 37.6 | 5
ESM-2SR7WLED | double PAR18 heads with 7W LED lamps | 103.7 | 15 | 90.2 | 10 | 81.2 | 5
ESM-2LR7.2W | double PAR36 heads with 7.2W incandescent lamps (6V ONLY) | 59.7 | 15 | 51.9 | 10 | 46.7 | 5
ESM-2LR9W | double PAR36 heads with 9W incandescent lamps | 24.6 | 15 | 21.4 | 10 | 19.3 | 5
ESM-2LR12W | double PAR36 heads with 12W incandescent lamps (12V ONLY) | 24.6 | 15 | 21.4 | 10 | 19.3 | 5
ESM-2LR18W | double PAR36 heads with 18W incandescent lamps (12V & 24V ONLY) | 24.6 | 15 | 21.4 | 10 | 19.3 | 5
ESM-2LR12WQ | double PAR36 heads with 12W quartz halogen lamps (6V & 12V ONLY) | 49.3 | 15 | 42.9 | 10 | 38.6 | 5
ESM-2LR20WQ | double PAR36 heads with 20W quartz halogen lamps (12V ONLY) | 49.3 | 15 | 42.9 | 10 | 38.6 | 5
ESM-2LR6WLEDSB | double PAR36 heads with 6W sealed beam LED lamps (12V & 24V ONLY) | 59.7 | 15 | 51.9 | 10 | 46.7 | 5
ESM-2BTMR2WLED | double MR16 heads with 2W LED lamps (12V only) | 88.3 | 15 | 76.8 | 10 | 69.1 | 5
ESM-2BTMR5WLED | double MR16 heads with 5W LED lamps | 97.4 | 15 | 84.7 | 10 | 76.2 | 5
ESM-2BTMR7WLED | double MR16 heads with 7W LED lamps | 110.2 | 15 | 95.9 | 10 | 86.3 | 5
ESM-2TESSQ5W | double TESTA square LED heads, 5W 640LM each, 12-24V | 109 | 15 | 94.8 | 10 | 85.3 | 5
ESM-2TESSQ9W | double TESTA square LED heads, 9W 1100LM each, 12-24V | 124.5 | 15 | 108.3 | 10 | 97.5 | 5
ESM-2TESSQ14W | double TESTA square LED heads, 14W 1450LM each, 12-24V | 124.5 | 15 | 108.3 | 10 | 97.5 | 5
ESM-2TESSQ30W | double TESTA square LED heads, 30W 2500LM each, 12-24V | 134.8 | 15 | 117.3 | 10 | 105.6 | 5
ESM-HHC | remote control for IRT (remote will operate multiple units; order remote separately) | 39 | 15 | 33.9 | 10 | 30.5 | 5
EST6270 | battery unit 6V 27W, no heads | 107.4 | 15 | 93.4 | 10 | 84.1 | 5
EST6360 | battery unit 6V 36W, no heads | 119.5 | 15 | 104 | 10 | 93.6 | 5
EST6600 | battery unit 6V 60W, no heads | 136.7 | 15 | 118.9 | 10 | 107 | 5
EST6720 | battery unit 6V 72W, no heads | 164.1 | 15 | 142.8 | 10 | 128.5 | 5
EST61000 | battery unit 6V 100W, no heads | 177 | 15 | 154 | 10 | 138.6 | 5
EST61200 | battery unit 6V 120W, no heads | 192.6 | 15 | 167.6 | 10 | 150.8 | 5
EST12270 | battery unit 12V 27W, no heads | 115.1 | 15 | 100.1 | 10 | 90.1 | 5
EST12360 | battery unit 12V 36W, no heads | 128.9 | 15 | 112.1 | 10 | 100.9 | 5
EST12600 | battery unit 12V 60W, no heads | 151.4 | 15 | 131.7 | 10 | 118.5 | 5
EST12720 | battery unit 12V 72W, no heads | 177.1 | 15 | 154.1 | 10 | 138.7 | 5
EST121200 | battery unit 12V 120W, no heads | 199 | 15 | 173.1 | 10 | 155.8 | 5
EST121400 | battery unit 12V 140W, no heads | 253.1 | 15 | 220.2 | 10 | 198.2 | 5
EST6420NC | battery unit 6V 42W (NI-CD), no heads | 236.6 | 15 | 205.8 | 10 | 185.2 | 5
EST6540NC | battery unit 6V 54W (NI-CD), no heads | 264.1 | 15 | 229.8 | 10 | 206.8 | 5
EST6900NC | battery unit 6V 90W (NI-CD), no heads | 280.6 | 15 | 244.1 | 10 | 219.7 | 5
EST12420NC | battery unit 12V 42W (NI-CD), no heads | 293.1 | 15 | 255 | 10 | 229.5 | 5
EST12900NC | battery unit 12V 90W (NI-CD), no heads | 324.1 | 15 | 282 | 10 | 253.8 | 5
EST121300NC | battery unit 12V 130W (NI-CD), no heads | 504.8 | 15 | 439.2 | 10 | 395.3 | 5
EST241000NC | battery unit 24V 100W (NI-CD), no heads | 534.1 | 15 | 464.7 | 10 | 418.2 | 5
EST-ACTB | AC terminal block | 25.4 | 15 | 25.4 | 10 | 25.4 | 5
EST-AM | ammeter | 25.4 | 15 | 25.4 | 10 | 25.4 | 5
EST-AT | autotest (battery units) | 22.4 | 15 | 22.4 | 10 | 22.4 | 5
EST-BLK | black finish | 17.3 | 15 | 17.3 | 10 | 17.3 | 5
EST-BZ | audible alarm (buzzer) | 50.8 | 15 | 50.8 | 10 | 50.8 | 5
EST-CC | custom color | contact factory | 15 | contact factory | 10 | contact factory | 5
EST-DCTB | DC terminal block | 25.4 | 15 | 25.4 | 10 | 25.4 | 5
EST-FAI | fire alarm interface - specify voltage and type (open/closed/12-24VDC)(open/closed 120V only) | 71.1 | 15 | 71.1 | 10 | 71.1 | 5
EST-IRT | infrared testing (specify input voltage) | 76.2 | 15 | 76.2 | 10 | 76.2 | 5
EST-LC | line cord (120V only) | 15.3 | 15 | 15.3 | 10 | 15.3 | 5
EST-SM | side-mounted heads | 20.3 | 15 | 20.3 | 10 | 20.3 | 5
EST-TD | time delay- specify 5 , 10 , 15 mins (10 min std) | 20.3 | 15 | 20.3 | 10 | 20.3 | 5
EST-TP | tamper proof screws | 18.3 | 15 | 18.3 | 10 | 18.3 | 5
EST-VM | voltmeter | 25.4 | 15 | 25.4 | 10 | 25.4 | 5
EST-1SR7.2W | single PAR18 head with one 7.2W incandescent lamp (6V ONLY) | 9.2 | 15 | 8 | 10 | 7.2 | 5
EST-1SR9W | single PAR18 head with one 9W incandescent lamp | 13 | 15 | 11.3 | 10 | 10.2 | 5
EST-1SR12W | single PAR18 head with one 12W lamp (12V ONLY) | 19.5 | 15 | 17 | 10 | 15.3 | 5
EST-1SR18W | single PAR18 head with one 18W lamp (12V & 24V ONLY) | 19.5 | 15 | 17 | 10 | 15.3 | 5
EST-1SR12WQ | single PAR18 head with one 12W quartz halogen lamp (6V & 12V ONLY) | 19.5 | 15 | 17 | 10 | 15.3 | 5
EST-1SR20WQ | single PAR18 head with one 20W quartz halogen lamp (12V ONLY) | 19.5 | 15 | 17 | 10 | 15.3 | 5
EST-1SR2WLED | single PAR18 head with one 2W LED lamp (12V ONLY) | 20.8 | 15 | 18.1 | 10 | 16.3 | 5
EST-1SR5WLED | single PAR18 head with one 5W LED lamp | 23.3 | 15 | 20.3 | 10 | 18.3 | 5
EST-1SR7WLED | single PAR18 head with one 7W LED lamp | 51.8 | 15 | 45.1 | 10 | 40.6 | 5
EST-1LR7.2W | single PAR 36 head with one 7.2W incandescent lamp (6V ONLY) | 29.9 | 15 | 26 | 10 | 23.4 | 5
EST-1LR9W | single PAR36 head with one 9W incandescent lamp | 13 | 15 | 11.3 | 10 | 10.2 | 5
EST-1LR12W | single PAR36 head with one 12W incandescent lamp (12V ONLY) | 13 | 15 | 11.3 | 10 | 10.2 | 5
EST-1LR18W | single PAR36 head with one 18W incandescent lamp (12V & 24V ONLY) | 13 | 15 | 11.3 | 10 | 10.2 | 5
EST-1LR12WQ | single PAR36 head with one 12W quartz halogen lamp (6V & 12V ONLY) | 24.6 | 15 | 21.4 | 10 | 19.3 | 5
EST-1LR20WQ | single PAR36 head with one 20W quartz halogen lamp (12V ONLY) | 24.6 | 15 | 21.4 | 10 | 19.3 | 5
EST-1LR6WLEDSB | single PAR36 head with one 6W sealed beam LED lamp (12V ONLY) | 29.9 | 15 | 26 | 10 | 23.4 | 5
EST-1BTMR2WLED | single MR16 head with one 2W LED lamp (12V only) | 44.1 | 15 | 38.4 | 10 | 34.6 | 5
EST-1BTMR5WLED | single MR16 head with one 5W LED lamp | 48 | 15 | 41.8 | 10 | 37.6 | 5
EST-1BTMR7WLED | single MR16 head with one 7W LED lamp | 54.5 | 15 | 47.4 | 10 | 42.7 | 5
EST-1TESSQ5W | TESTA LED 5W, 640LM, square single head, 12-24V | 54.5 | 15 | 47.4 | 10 | 42.7 | 5
EST-1TESSQ9W | TESTA LED 9W, 1100LM, square single head, 12-24V | 62.3 | 15 | 54.2 | 10 | 48.8 | 5
EST-1TESSQ14W | TESTA LED 14W, 1450LM, square single head, 12-24V | 62.3 | 15 | 54.2 | 10 | 48.8 | 5
EST-1TESSQ30W | TESTA LED 30W, 2500LM, square single head, 12-24V | 67.5 | 15 | 58.7 | 10 | 52.8 | 5
EST-2SR7.2W | double PAR18 heads with 7.2W incandescent lamps (6V ONLY) | 18.3 | 15 | 15.9 | 10 | 14.3 | 5
EST-2SR9W | double PAR18 heads with 9W incandescent lamps | 26 | 15 | 22.6 | 10 | 20.3 | 5
EST-2SR12W | double PAR18 heads with 12W incandescent lamps (12V ONLY) | 39 | 15 | 33.9 | 10 | 30.5 | 5
EST-2SR18W | double PAR18 heads with 18W incandescent lamps (12V & 24V ONLY) | 39 | 15 | 33.9 | 10 | 30.5 | 5
EST-2SR12WQ | double PAR18 heads with 12W quartz halogen lamps (6V & 12V ONLY) | 39 | 15 | 33.9 | 10 | 30.5 | 5
EST-2SR20WQ | double PAR18 heads with 20W quartz halogen lamps (12V ONLY) | 39 | 15 | 33.9 | 10 | 30.5 | 5
EST-2SR2WLED | double PAR18 heads with 2W LED lamps (12V ONLY) | 41.5 | 15 | 36.1 | 10 | 32.5 | 5
EST-2SR5WLED | double PAR18 heads with 5W LED lamps | 48 | 15 | 41.8 | 10 | 37.6 | 5
EST-2SR7WLED | double PAR18 heads with 7W LED lamps | 103.7 | 15 | 90.2 | 10 | 81.2 | 5
EST-2LR7.2W | double PAR36 heads with 7.2W incandescent lamps (6V ONLY) | 59.7 | 15 | 51.9 | 10 | 46.7 | 5
EST-2LR9W | double PAR36 heads with 9W incandescent lamps | 24.6 | 15 | 21.4 | 10 | 19.3 | 5
EST-2LR12W | double PAR36 heads with 12W incandescent lamps (12V ONLY) | 24.6 | 15 | 21.4 | 10 | 19.3 | 5
EST-2LR18W | double PAR36 heads with 18W incandescent lamps (12V & 24V ONLY) | 24.6 | 15 | 21.4 | 10 | 19.3 | 5
EST-2LR12WQ | double PAR36 heads with 12W quartz halogen lamps (6V & 12V ONLY) | 49.3 | 15 | 42.9 | 10 | 38.6 | 5
EST-2LR20WQ | double PAR36 heads with 20W quartz halogen lamps (12V ONLY) | 49.3 | 15 | 42.9 | 10 | 38.6 | 5
EST-2LR6WLEDSB | double PAR36 heads with 6W sealed beam LED lamps (12V & 24V ONLY) | 59.7 | 15 | 51.9 | 10 | 46.7 | 5
EST-2BTMR2WLED | double MR16 heads with 2W LED lamps (12V only) | 88.3 | 15 | 76.8 | 10 | 69.1 | 5
EST-2BTMR5WLED | double MR16 heads with 5W LED lamps | 97.4 | 15 | 84.7 | 10 | 76.2 | 5
EST-2BTMR7WLED | double MR16 heads with 7W LED lamps | 110.2 | 15 | 95.9 | 10 | 86.3 | 5
EST-2TESSQ5W | double TESTA square LED heads, 5W 640LM each, 12-24V | 109 | 15 | 94.8 | 10 | 85.3 | 5
EST-2TESSQ9W | double TESTA square LED heads, 9W 1100LM each, 12-24V | 124.5 | 15 | 108.3 | 10 | 97.5 | 5
EST-2TESSQ14W | double TESTA square LED heads, 14W 1450LM each, 12-24V | 124.5 | 15 | 108.3 | 10 | 97.5 | 5
EST-2TESSQ30W | double TESTA square LED heads, 30W 2500LM each, 12-24V | 134.8 | 15 | 117.3 | 10 | 105.6 | 5
EST-HHC | remote control for IRT (remote will operate multiple units; order remote separately) | 39 | 15 | 33.9 | 10 | 30.5 | 5
EVRHTLR1C | AC only, single face, red LED, white housing, ceilling | 206.8 | 15 | 179.9 | 10 | 161.9 | 5
EVRHTLR1W | AC only, single face, red LED, white housing, wall | 206.8 | 15 | 179.9 | 10 | 161.9 | 5
EVRHTLR1E | AC only, single face, red LED, white housing, end | 206.8 | 15 | 179.9 | 10 | 161.9 | 5
EVRHTLG1C | AC only, single face, green LED, white housing, ceilling | 219.2 | 15 | 190.7 | 10 | 171.6 | 5
EVRHTLG1W | AC only, single face, green LED, white housing, wall | 219.2 | 15 | 190.7 | 10 | 171.6 | 5
EVRHTLG1E | AC only, single face, green LED, white housing, end | 219.2 | 15 | 190.7 | 10 | 171.6 | 5
EVRHTLR2C | AC only, double face, red LED, white housing, ceilling | 253.6 | 15 | 220.6 | 10 | 198.5 | 5
EVRHTLR2E | AC only, double face, red LED, white housing, end | 253.6 | 15 | 220.6 | 10 | 198.5 | 5
EVRHTLG2C | AC only, double face, green LED, white housing, ceilling | 265.7 | 15 | 231.2 | 10 | 208.1 | 5
EVRHTLG2E | AC only, double face, green LED, white housing, end | 265.7 | 15 | 231.2 | 10 | 208.1 | 5
EVRSALR1C | Ni-Cd battery, single face, red LED, white housing, ceilling | 218.4 | 15 | 190 | 10 | 171 | 5
EVRSALR1W | Ni-Cd battery, single face, red LED, white housing, wall | 218.4 | 15 | 190 | 10 | 171 | 5
EVRSALR1E | Ni-Cd battery, single face, red LED, white housing, end | 218.4 | 15 | 190 | 10 | 171 | 5
EVRSALG1C | Ni-Cd battery, single face, green LED, white housing, ceilling | 230.7 | 15 | 200.7 | 10 | 180.6 | 5
EVRSALG1W | Ni-Cd battery, single face, green LED, white housing, wall | 230.7 | 15 | 200.7 | 10 | 180.6 | 5
EVRSALG1E | Ni-Cd battery, single face, green LED, white housing, end | 230.7 | 15 | 200.7 | 10 | 180.6 | 5
EVRSALR2C | Ni-Cd battery, double face, red LED, white housing, ceilling | 265.2 | 15 | 230.7 | 10 | 207.6 | 5
EVRSALR2E | Ni-Cd battery, double face, red LED, white housing, end | 265.2 | 15 | 230.7 | 10 | 207.6 | 5
EVRSALG2C | Ni-Cd battery, double face, green LED, white housing, ceilling | 277.4 | 15 | 241.3 | 10 | 217.2 | 5
EVRSALG2E | Ni-Cd battery, double face, green LED, white housing, end | 277.4 | 15 | 241.3 | 10 | 217.2 | 5
EVR-120SA | 120 min emergency (SA only) | 25.4 | 15 | 25.4 | 10 | 25.4 | 5
EVR-14G | 14 gauge steel frame | 50.8 | 15 | 50.8 | 10 | 50.8 | 5
EVR-2CK | dual circuit (HT only) | 51.8 | 15 | 51.8 | 10 | 51.8 | 5
EVR-AT | autotest (SA only) | 16.8 | 15 | 16.8 | 10 | 16.8 | 5
EVR-CC | custom color | contact factory | 15 | contact factory | 10 | contact factory | 5
EVR-FFP | full steel faceplate (per face) - Chevrons/Arrows must be specified | contact factory | 15 | contact factory | 10 | contact factory | 5
EVR-SW | special wording (specify) | contact factory | 15 | contact factory | 10 | contact factory | 5
EVR-TP | tamper proof screws for back plate (walll mount only) | 18.3 | 15 | 18.3 | 10 | 18.3 | 5
EVR-1PK12B | 12” black pendant kit (contact factory for custom lengths) | 23.3 | 15 | 20.3 | 10 | 18.3 | 5
EVR-1PK12BA | 12” brushed aluminum pendant kit | 77.8 | 15 | 67.7 | 10 | 60.9 | 5
EVR-1PK12W | 12” white pendant kit (contact factory for custom lengths) | 23.3 | 15 | 20.3 | 10 | 18.3 | 5
EVR-1PK24B | 24” black pendant kit | 31.1 | 15 | 27.1 | 10 | 24.4 | 5
EVR-1PK24W | 24” white pendant kit | 31.1 | 15 | 27.1 | 10 | 24.4 | 5
EVR-1PK48B | 48” black pendant kit | 51.8 | 15 | 45.1 | 10 | 40.6 | 5
EVR-1PK48W | 48” white pendant kit | 51.8 | 15 | 45.1 | 10 | 40.6 | 5
EVR-BPG2 | wireguard, 14” x 10” x 4.5” (wall mount STX, ATX, VE, FORMA) | 102.2 | 15 | 88.9 | 10 | 80 | 5
EVR-WG6DX16.5LX14WWHT | wireguard, 6"D X 16.5"L X 14"W, white (OL2 surface wall, CRV recessed wall, ESL surface, EVR wall, FTZC wall, VE wall, FTZ wall, VST MINI wall, VSTM wall, PCHA wall, EPX wall, EPC wall) | 75.2 | 15 | 65.4 | 10 | 58.9 | 5
FMCEPL1210LR1W | Combo, 12V 10W, red LED, single face, wall mount, 120-347V, white housing | 175.1 | 15 | 152.3 | 10 | 137.1 | 5
FMCEPL1210LR1C | Combo, 12V 10W, red LED, single face, ceiling mount, 120-347V, white housing | 175.1 | 15 | 152.3 | 10 | 137.1 | 5
FMCEPL1210LR1M | Combo, 12V 10W, red LED, single face, universal mount, 120-347V, white housing | 175.1 | 15 | 152.3 | 10 | 137.1 | 5
FMCEPL1210LR2C | Combo, 12V 10W, red LED, double face, ceiling mount, 120-347V, white housing | 193.2 | 15 | 168.1 | 10 | 151.3 | 5
FMCEPL1210LR2M | Combo, 12V 10W, red LED, double face, universal mount, 120-347V, white housing | 193.2 | 15 | 168.1 | 10 | 151.3 | 5
FMCEPL1210LRUM | Combo, 12V 10W, red LED, universal face, universal mount, 120-347V, white housing | 207.4 | 15 | 180.4 | 10 | 162.4 | 5
FMCEPL1210LG1W | Combo, 12V 10W, green LED, single face, wall mount, 120-347V, white housing | 184.1 | 15 | 160.2 | 10 | 144.2 | 5
FMCEPL1210LG1C | Combo, 12V 10W, green LED, single face, ceiling mount, 120-347V, white housing | 184.1 | 15 | 160.2 | 10 | 144.2 | 5
FMCEPL1210LG1M | Combo, 12V 10W, green LED, single face, universal mount, 120-347V, white housing | 184.1 | 15 | 160.2 | 10 | 144.2 | 5
FMCEPL1210LG2C | Combo, 12V 10W, green LED, double face, ceiling mount, 120-347V, white housing | 198.4 | 15 | 172.6 | 10 | 155.3 | 5
FMCEPL1210LG2M | Combo, 12V 10W, green LED, double face, universal mount, 120-347V, white housing | 198.4 | 15 | 172.6 | 10 | 155.3 | 5
FMCEPL1210LGUM | Combo, 12V 10W, green LED, universal face, universal mount, 120-347V, white housing | 211.4 | 15 | 183.9 | 10 | 165.5 | 5
FMCEPL-120SA | 120 min emergency (SA only) | 25.4 | 15 | 25.4 | 10 | 25.4 | 5
FMCEPL-AT | autotest (battery units) | 22.4 | 15 | 22.4 | 10 | 22.4 | 5
FMCEPL-BA | brushed aluminum finish | 19.8 | 15 | 19.8 | 10 | 19.8 | 5
FMCEPL-CC | custom color | contact factory | 15 | contact factory | 10 | contact factory | 5
FMCEPL-TP | tamper proof screws | 18.3 | 15 | 18.3 | 10 | 18.3 | 5
FMCEPL-1PK12B | 12” black pendant kit (contact factory for custom lengths) | 23.3 | 15 | 20.3 | 10 | 18.3 | 5
FMCEPL-1PK12BA | 12” brushed aluminum pendant kit | 77.8 | 15 | 67.7 | 10 | 60.9 | 5
FMCEPL-1PK12W | 12” white pendant kit (contact factory for custom lengths) | 23.3 | 15 | 20.3 | 10 | 18.3 | 5
FMCEPL-1PK24B | 24” black pendant kit | 31.1 | 15 | 27.1 | 10 | 24.4 | 5
FMCEPL-1PK24W | 24” white pendant kit | 31.1 | 15 | 27.1 | 10 | 24.4 | 5
FMCEPL-1PK48B | 48” black pendant kit | 51.8 | 15 | 45.1 | 10 | 40.6 | 5
FMCEPL-1PK48W | 48” white pendant kit | 51.8 | 15 | 45.1 | 10 | 40.6 | 5
FMCEPL-BPG2 | wireguard, 14” x 10” x 4.5” (wall mount STX, ATX, VE, FORMA) | 102.2 | 15 | 88.9 | 10 | 80 | 5
FMCEPL-WG14.5DX12.5LX6.5WWHT | wireguard, 14.5"D X 12.5"L X 6.5"W, white (STX ceiling, WLX ceiling, WLX end mount, VE end mount, STX end mount, FMPL ceiling/ end, PXA ceiling, EPX end) | 83 | 15 | 72.2 | 10 | 65 | 5
FMEHTLR1M | AC only, single face, red LED, universal mount | 92.8 | 15 | 80.7 | 10 | 72.6 | 5
FMEHTLR2M | AC only, double face, red LED, universal mount | 106.4 | 15 | 92.6 | 10 | 83.3 | 5
FMEHTLRUM | AC only, universal face, red LED, universal mount | 122 | 15 | 106.1 | 10 | 95.5 | 5
FMEHTLG1M | AC only, single face, green LED, universal mount | 102.4 | 15 | 89.1 | 10 | 80.2 | 5
FMEHTLG2M | AC only, double face, green LED, universal mount | 116.1 | 15 | 101 | 10 | 90.9 | 5
FMEHTLGUM | AC only, universal face, green LED, universal mount | 131.7 | 15 | 114.6 | 10 | 103.1 | 5
FMESALR1M | Ni-Cd battery, single face, red LED, universal mount | 103.7 | 15 | 90.2 | 10 | 81.2 | 5
FMESALR2M | Ni-Cd battery, double face, red LED, universal mount | 117.4 | 15 | 102.1 | 10 | 91.9 | 5
FMESALRUM | Ni-Cd battery, universal face, red LED, universal mount | 133 | 15 | 115.7 | 10 | 104.1 | 5
FMESALG1M | Ni-Cd battery, single face, green LED, universal mount | 113.6 | 15 | 98.8 | 10 | 88.9 | 5
FMESALG2M | Ni-Cd battery, double face, green LED, universal mount | 126.4 | 15 | 110 | 10 | 99 | 5
FMESALGUM | Ni-Cd battery, universal face, green LED, universal mount | 142.6 | 15 | 124.1 | 10 | 111.7 | 5
FME-120SA | 120 min emergency (SA only) | 25.4 | 15 | 25.4 | 10 | 25.4 | 5
FME-2CK | dual circuit (HT only) | 51.8 | 15 | 51.8 | 10 | 51.8 | 5
FME-AA | all brushed aluminum housing and face | 30.5 | 15 | 30.5 | 10 | 30.5 | 5
FME-AT | autotest (SA only) | 16.8 | 15 | 16.8 | 10 | 16.8 | 5
FME-BA | brushed aluminum finish | 19.8 | 15 | 19.8 | 10 | 19.8 | 5
FME-BB | black housing/ black face | 17.3 | 15 | 17.3 | 10 | 17.3 | 5
FME-CC | custom color | contact factory | 15 | contact factory | 10 | contact factory | 5
FME-FF | flat face | contact factory | 15 | contact factory | 10 | contact factory | 5
FME-SW | special wording (specify) | contact factory | 15 | contact factory | 10 | contact factory | 5
FME-TP | tamper proof screws | 18.3 | 15 | 18.3 | 10 | 18.3 | 5
FME-UDC | universal 6-24VDC (HT only) | 15.3 | 15 | 15.3 | 10 | 15.3 | 5
FME-WW | white housing/ white face | 17.3 | 15 | 17.3 | 10 | 17.3 | 5
FME-1PK12B | 12” black pendant kit (contact factory for custom lengths) | 23.3 | 15 | 20.3 | 10 | 18.3 | 5
FME-1PK12BA | 12” brushed aluminum pendant kit | 77.8 | 15 | 67.7 | 10 | 60.9 | 5
FME-1PK12W | 12” white pendant kit (contact factory for custom lengths) | 23.3 | 15 | 20.3 | 10 | 18.3 | 5
FME-1PK24B | 24” black pendant kit | 31.1 | 15 | 27.1 | 10 | 24.4 | 5
FME-1PK24W | 24” white pendant kit | 31.1 | 15 | 27.1 | 10 | 24.4 | 5
FME-1PK48B | 48” black pendant kit | 51.8 | 15 | 45.1 | 10 | 40.6 | 5
FME-1PK48W | 48” white pendant kit | 51.8 | 15 | 45.1 | 10 | 40.6 | 5
FME-BPG2 | wireguard, 14” x 10” x 4.5” (wall mount STX, ATX, VE, FORMA) | 102.2 | 15 | 88.9 | 10 | 80 | 5
FRMCLR1BBA | Red LED, single face, black housing, brushed aluminum face, 2x3W mr16 LED, NiCd battery | 199.7 | 15 | 173.7 | 10 | 156.3 | 5
FRMCLR2BBA | Red LED, double face, black housing, brushed aluminum face, 2x3W mr16 LED, NiCd battery | 213.9 | 15 | 186.1 | 10 | 167.5 | 5
FRMCLRUBBA | Red LED, universal face, black housing, brushed aluminum face, 2x3W mr16 LED, NiCd battery | 238.6 | 15 | 207.6 | 10 | 186.8 | 5
FRMCLG1BBA | Green LED, single face, black housing, brushed aluminum face, 2x3W mr16 LED, NiCd battery | 199.7 | 15 | 173.7 | 10 | 156.3 | 5
FRMCLG2BBA | Green LED, double face, black housing, brushed aluminum face, 2x3W mr16 LED, NiCd battery | 213.9 | 15 | 186.1 | 10 | 167.5 | 5
FRMCLGUBBA | Green LED, universal face, black housing, brushed aluminum face, 2x3W mr16 LED, NiCd battery | 238.6 | 15 | 207.6 | 10 | 186.8 | 5
FRMCLR1BABA | Red LED, single face, brushed aluminum housing and face, 2x3W mr16 LED, NiCd battery | 199.7 | 15 | 173.7 | 10 | 156.3 | 5
FRMCLR2BABA | Red LED, double face, brushed aluminum housing and face, 2x3W mr16 LED, NiCd battery | 213.9 | 15 | 186.1 | 10 | 167.5 | 5
FRMCLRUBABA | Red LED, universal face, brushed aluminum housing and face, 2x3W mr16 LED, NiCd battery | 238.6 | 15 | 207.6 | 10 | 186.8 | 5
FRMCLG1BABA | Green LED, single face, brushed aluminum housing and face, 2x3W mr16 LED, NiCd battery | 199.7 | 15 | 173.7 | 10 | 156.3 | 5
FRMCLG2BABA | Green LED, double face, brushed aluminum housing and face, 2x3W mr16 LED, NiCd battery | 213.9 | 15 | 186.1 | 10 | 167.5 | 5
FRMCLGUBABA | Green LED, universal face, brushed aluminum housing and face, 2x3W mr16 LED, NiCd battery | 238.6 | 15 | 207.6 | 10 | 186.8 | 5
FRMCLR1WW | Red LED, single face, white housing, white face, 2x3W mr16 LED, NiCd battery | 199.7 | 15 | 173.7 | 10 | 156.3 | 5
FRMCLR2WW | Red LED, double face, white housing, white face, 2x3W mr16 LED, NiCd battery | 213.9 | 15 | 186.1 | 10 | 167.5 | 5
FRMCLRUWW | Red LED, universal face, white housing, white face, 2x3W mr16 LED, NiCd battery | 238.6 | 15 | 207.6 | 10 | 186.8 | 5
FRMCLG1WW | Green LED, single face, white housing, white face, 2x3W mr16 LED, NiCd battery | 199.7 | 15 | 173.7 | 10 | 156.3 | 5
FRMCLG2WW | Green LED, double face, white housing, white face, 2x3W mr16 LED, NiCd battery | 213.9 | 15 | 186.1 | 10 | 167.5 | 5
FRMCLGUWW | Green LED, universal face, white housing, white face, 2x3W mr16 LED, NiCd battery | 238.6 | 15 | 207.6 | 10 | 186.8 | 5
FRMCLR1BBARC | Red LED, single face, black housing, brushed aluminum face, 2v3W mr16 LED, NiCd battery, remote capable 3W max | 212.6 | 15 | 185 | 10 | 166.5 | 5
FRMCLR2BBARC | Red LED, double face, black housing, brushed aluminum face,2x3W mr16 LED, NiCd battery, remote capable 3W max | 226.9 | 15 | 197.4 | 10 | 177.7 | 5
FRMCLRUBBARC | Red LED, universal face, black housing, brushed aluminum face, 2x3W mr16 LED, NiCd battery, remote capable 3W max | 251.5 | 15 | 218.8 | 10 | 196.9 | 5
FRMCLG1BBARC | Green LED, single face, black housing, brushed aluminum face, 2x3W mr16 LED, NiCd battery, remote capable 3W max | 212.6 | 15 | 185 | 10 | 166.5 | 5
FRMCLG2BBARC | Green LED, double face, black housing, brushed aluminum face, 2x3W mr16 LED, NiCd battery, remote capable 3W max | 226.9 | 15 | 197.4 | 10 | 177.7 | 5
FRMCLGUBBARC | Green LED, universal face, black housing, brushed aluminum face, 2x3W mr16 LED, NiCd battery, remote capable 3W max | 251.5 | 15 | 218.8 | 10 | 196.9 | 5
FRMCLR1BABARC | Red LED, single face, brushed aluminum housing and face, 2x3W mr16 LED, NiCd battery, remote capable 3W max | 212.6 | 15 | 185 | 10 | 166.5 | 5
FRMCLR2BABARC | Red LED, double face, brushed aluminum housing and face, 2x3W mr16 LED, NiCd battery, remote capable 3W max | 226.9 | 15 | 197.4 | 10 | 177.7 | 5
FRMCLRUBABARC | Red LED, universal face, brushed aluminum housing and face, 2x3W mr16 LED, NiCd battery, remote capable 3W max | 251.5 | 15 | 218.8 | 10 | 196.9 | 5
FRMCLG1BABARC | Green LED, single face, brushed aluminum housing and face, 2x3W mr16 LED, NiCd battery, remote capable 3W max | 212.6 | 15 | 185 | 10 | 166.5 | 5
FRMCLG2BABARC | Green LED, double face, brushed aluminum housing and face, 2x3W mr16 LED, NiCd battery, remote capable 3W max | 226.9 | 15 | 197.4 | 10 | 177.7 | 5
FRMCLGUBABARC | Green LED, universal face, brushed aluminum housing and face, 2x3W mr16 LED, NiCd battery, remote capable 3W max | 251.5 | 15 | 218.8 | 10 | 196.9 | 5
FRMCLR1WWRC | Red LED, single face, white housing & face, 2x3W mr16 LED, NiCd battery, remote capable 3W | 212.6 | 15 | 185 | 10 | 166.5 | 5
FRMCLR2WWRC | Red LED, double face, white housing & face, 2x3W mr16 LED, NiCd battery, remote capable 3W | 226.9 | 15 | 197.4 | 10 | 177.7 | 5
FRMCLRUWWRC | Red LED, universal face, white housing & face, 2x3W mr16 LED, NiCd battery, remote capable 3W max | 251.5 | 15 | 218.8 | 10 | 196.9 | 5
FRMCLG1WWRC | Green LED, single face, white housing & face, 2x3W mr16 LED, NiCd battery, remote capable 3W max | 212.6 | 15 | 185 | 10 | 166.5 | 5
FRMCLG2WWRC | Green LED, double face, white housing & face, 2x3W mr16 LED, NiCd battery, remote capable 3W max | 226.9 | 15 | 197.4 | 10 | 177.7 | 5
FRMCLGUWWRC | Green LED, universal face, white housing & face, 2x3W mr16 LED, NiCd battery, remote capable 3W | 251.5 | 15 | 218.8 | 10 | 196.9 | 5
FRMC-BPG5 | wireguard, 15.75” x 14.75” x 6.75” (MEZ, EST top mount, FTZBU) | 189.7 | 15 | 165 | 10 | 148.5 | 5
FRMC-WG3DX16.5LX14WWHT | wireguard, 3"D X 16.5"L X 14"W, white (FRMC wall, STX wall, QR wall, CRVC recessed wall, LC1 wall, NYCSTX wall, NYCEST wall, PXA wall, PX wall, ATXRE wall) | 59.7 | 15 | 51.9 | 10 | 46.7 | 5
FTZHTLR1U | AC only, single face, red LED, universal mount | 156.3 | 15 | 136 | 10 | 122.4 | 5
FTZHTLR2U | AC only, double face, red LED, universal mount | 163.3 | 15 | 142.1 | 10 | 127.9 | 5
FTZHTLRUU | AC only, universal face, red LED, universal mount | 184.1 | 15 | 160.2 | 10 | 144.2 | 5
FTZHTLG1U | AC only, single face, green LED, universal mount | 166 | 15 | 144.4 | 10 | 130 | 5
FTZHTLG2U | AC only, double face, green LED, universal mount | 173.2 | 15 | 150.7 | 10 | 135.6 | 5
FTZHTLGUU | AC only, universal face, green LED, universal mount | 193.9 | 15 | 168.7 | 10 | 151.8 | 5
FTZSALR1U | Ni-Cd battery, single face, red LED, universal mount (autotest included) | 167.4 | 15 | 145.6 | 10 | 131 | 5
FTZSALR2U | Ni-Cd battery, double face, red LED, universal mount (autotest included) | 174.5 | 15 | 151.8 | 10 | 136.6 | 5
FTZSALRUU | Ni-Cd battery, universal face, red LED, universal mount (autotest included) | 195.2 | 15 | 169.8 | 10 | 152.8 | 5
FTZSALG1U | Ni-Cd battery, single face, green LED, universal mount (autotest included) | 177 | 15 | 154 | 10 | 138.6 | 5
FTZSALG2U | Ni-Cd battery, double face, green LED, universal mount (autotest included) | 184.1 | 15 | 160.2 | 10 | 144.2 | 5
FTZSALGUU | Ni-Cd battery, universal face, green LED, universal mount (autotest included) | 204.8 | 15 | 178.2 | 10 | 160.4 | 5
FTZ-BB | black housing, black face | 0 | 15 | 0 | 10 | 0 | 5
FTZ-WW | white housing/ white face | 0 | 15 | 0 | 10 | 0 | 5
FTZ-120SA | 120 min emergency (SA only) | 25.4 | 15 | 25.4 | 10 | 25.4 | 5
FTZ-2CK | dual circuit (HT only) | 51.8 | 15 | 51.8 | 10 | 51.8 | 5
FTZ-FAI | fire alarm interface - specify voltage and type (open/closed/12-24VDC)(open/closed 120V only) | 71.1 | 15 | 71.1 | 10 | 71.1 | 5
FTZ-FL | visual alarm/ flasher (only with AT option) | 25.4 | 15 | 25.4 | 10 | 25.4 | 5
FTZ-IH | internal heater (specify voltage) | 71.1 | 15 | 71.1 | 10 | 71.1 | 5
FTZ-IRT | infrared testing (specify input voltage) | 76.2 | 15 | 76.2 | 10 | 76.2 | 5
FTZ-LT | low temperature to -40°C | 248.7 | 15 | 248.7 | 10 | 248.7 | 5
FTZ-PK | pendant ready | 18.3 | 15 | 18.3 | 10 | 18.3 | 5
FTZ-SW | special wording (specify) | contact factory | 15 | contact factory | 10 | contact factory | 5
FTZ-UDC | universal 6-24VDC (HT only) | 15.3 | 15 | 15.3 | 10 | 15.3 | 5
FTZ-1PK12BWET | 12” black pendant kit (requires PK option) | 33.7 | 15 | 29.3 | 10 | 26.4 | 5
FTZ-1PK12WWET | 12” white pendant kit (requires PK option) | 33.7 | 15 | 29.3 | 10 | 26.4 | 5
FTZ-1PK24BWET | 24” black pendant kit (requires PK option) | 37.7 | 15 | 32.8 | 10 | 29.5 | 5
FTZ-1PK24WWET | 24” white pendant kit (requires PK option) | 37.7 | 15 | 32.8 | 10 | 29.5 | 5
FTZ-1PK48BWET | 48” black pendant kit (requires PK option) | 55.2 | 15 | 48 | 10 | 43.2 | 5
FTZ-1PK48WWET | 48” white pendant kit (requires PK option) | 55.2 | 15 | 48 | 10 | 43.2 | 5
FTZ-BPG2 | wireguard, 14” x 10” x 4.75” | 102.2 | 15 | 88.9 | 10 | 80 | 5
FTZ-HHC | remote control for IRT (remote will operate multiple units; order remote separately) | 39 | 15 | 33.9 | 10 | 30.5 | 5
FTZ-WG6DX16.5LX14WWHT | wireguard, 6"D X 16.5"L X 14"W, white (OL2 surface wall, CRV recessed wall, ESL surface, EVR wall, FTZC wall, VE wall, FTZ wall, VST MINI wall, VSTM wall, PCHA wall, EPX wall, EPC wall) | 75.2 | 15 | 65.4 | 10 | 58.9 | 5
FTZHTLR1UPLUS | AC only, single face, red LED, universal mount, | 149.2 | 15 | 129.8 | 10 | 116.8 | 5
FTZHTLR2UPLUS | AC only, double face, red LED, universal mount, | 162.1 | 15 | 141 | 10 | 126.9 | 5
FTZHTLRUUPLUS | AC only, universal face, red LED, universal mount, | 177.7 | 15 | 154.6 | 10 | 139.1 | 5
FTZHTLG1UPLUS | AC only, single face, green LED, universal mount, | 157 | 15 | 136.6 | 10 | 122.9 | 5
FTZHTLG2UPLUS | AC only, double face, green LED, universal mount, | 169.9 | 15 | 147.8 | 10 | 133 | 5
FTZHTLGUUPLUS | AC only, universal face, green LED, universal mount, | 185.4 | 15 | 161.3 | 10 | 145.2 | 5
FTZSALR1UPLUS | Ni-Cd battery, single face, red LED, universal mount, | 164.7 | 15 | 143.3 | 10 | 129 | 5
FTZSALR2UPLUS | Ni-Cd battery, double face, red LED, universal mount, | 180.2 | 15 | 156.8 | 10 | 141.1 | 5
FTZSALRUUPLUS | Ni-Cd battery, universal face, red LED, universal mount, | 195.7 | 15 | 170.3 | 10 | 153.3 | 5
FTZSALG1UPLUS | Ni-Cd battery, single face, green LED, universal mount, | 172.4 | 15 | 150 | 10 | 135 | 5
FTZSALG2UPLUS | Ni-Cd battery, double face, green LED, universal mount, | 188 | 15 | 163.6 | 10 | 147.2 | 5
FTZSALGUUPLUS | Ni-Cd battery, universal face, green LED, universal mount, | 203.6 | 15 | 177.1 | 10 | 159.4 | 5
FTZPLUS-BB | black housing, black face | 0 | 15 | 0 | 10 | 0 | 5
FTZPLUS-WW | white housing/ white face | 0 | 15 | 0 | 10 | 0 | 5
FTZPLUS-120SA | 120 min emergency (SA only) | 25.4 | 15 | 25.4 | 10 | 25.4 | 5
FTZPLUS-2CK | dual circuit (HT only) | 51.8 | 15 | 51.8 | 10 | 51.8 | 5
FTZPLUS-AT | autotest (SA only) | 16.8 | 15 | 16.8 | 10 | 16.8 | 5
FTZPLUS-FAI | fire alarm interface - specify voltage and type (open/closed/12-24VDC)(open/closed 120V only) | 71.1 | 15 | 71.1 | 10 | 71.1 | 5
FTZPLUS-FL | visual alarm/ flasher (only with AT option) | 25.4 | 15 | 25.4 | 10 | 25.4 | 5
FTZPLUS-IH | internal heater (specify voltage) | 71.1 | 15 | 71.1 | 10 | 71.1 | 5
FTZPLUS-LT | low temperature to -40°C | 248.7 | 15 | 248.7 | 10 | 248.7 | 5
FTZPLUS-PK | pendant ready | 18.3 | 15 | 18.3 | 10 | 18.3 | 5
FTZPLUS-SW | special wording (specify) | contact factory | 15 | contact factory | 10 | contact factory | 5
FTZPLUS-UDC | universal 6-24VDC (HT only) | 15.3 | 15 | 15.3 | 10 | 15.3 | 5
FTZPLUS-1PK12BWET | 12” black pendant kit (requires PK option) | 33.7 | 15 | 29.3 | 10 | 26.4 | 5
FTZPLUS-1PK12WWET | 12” white pendant kit (requires PK option) | 33.7 | 15 | 29.3 | 10 | 26.4 | 5
FTZPLUS-1PK24BWET | 24” black pendant kit (requires PK option) | 37.7 | 15 | 32.8 | 10 | 29.5 | 5
FTZPLUS-1PK24WWET | 24” white pendant kit (requires PK option) | 37.7 | 15 | 32.8 | 10 | 29.5 | 5
FTZPLUS-1PK48BWET | 48” black pendant kit (requires PK option) | 55.2 | 15 | 48 | 10 | 43.2 | 5
FTZPLUS-1PK48WWET | 48” white pendant kit (requires PK option) | 55.2 | 15 | 48 | 10 | 43.2 | 5
FTZPLUS-BPG2 | wireguard, 14” x 10” x 4.5” (wall mount STX, ATX, VE, FORMA) | 102.2 | 15 | 88.9 | 10 | 80 | 5
FTZPLUS-WG6DX16.5LX14WWHT | wireguard, 6"D X 16.5"L X 14"W, white (OL2 surface wall, CRV recessed wall, ESL surface, EVR wall, FTZC wall, VE wall, FTZ wall, VST MINI wall, VSTM wall, PCHA wall, EPX wall, EPC wall) | 75.2 | 15 | 65.4 | 10 | 58.9 | 5
FTZC6422MR165WLED | Ni-Cd, 6V 42W, 2x5W LED MR16 lamps | 408.4 | 15 | 355.3 | 10 | 319.8 | 5
FTZC6422MR167WLED | Ni-Cd, 6V 42W, 2x7W LED MR16 lamps | 424 | 15 | 368.9 | 10 | 332 | 5
FTZC12422MR162WLED | Ni-Cd, 12V 42W, 2x2W LED MR16 lamps | 396.7 | 15 | 345.1 | 10 | 310.6 | 5
FTZC12422MR165WLED | Ni-Cd, 12V 42W, 2x5W LED MR16 lamps | 408.4 | 15 | 355.3 | 10 | 319.8 | 5
FTZC12422MR167WLED | Ni-Cd, 12V 42W, 2x7W LED MR16 lamps | 424 | 15 | 368.9 | 10 | 332 | 5
FTZC6362MR165WLED | 6V 36W, 2x5W LED MR16 lamps, 120V only | 382.5 | 15 | 332.8 | 10 | 299.5 | 5
FTZC6362MR167WLED | 6V 36W, 2x7W LED MR16 lamps, 120V only | 398 | 15 | 346.3 | 10 | 311.7 | 5
FTZC12722MR162WLED | 12V 72W, 2x2W LED MR16 lamps, 120V only | 398 | 15 | 346.3 | 10 | 311.7 | 5
FTZC12722MR165WLED | 12V 72W, 2x5W LED MR16 lamps, 120V only | 409.7 | 15 | 356.4 | 10 | 320.8 | 5
FTZC12722MR167WLED | 12V 72W, 2x7W LED MR16 lamps, 120V only | 425.3 | 15 | 370 | 10 | 333 | 5
FTZC-LR1 | single face, red LED | 0 | 15 | 0 | 10 | 0 | 5
FTZC-LG1 | single face, green LED | 0 | 15 | 0 | 10 | 0 | 5
FTZC-U | universal mount | 0 | 15 | 0 | 10 | 0 | 5
FTZC-BB | black housing, black face | 0 | 15 | 0 | 10 | 0 | 5
FTZC-WW | white housing/ white face | 0 | 15 | 0 | 10 | 0 | 5
FTZC-AT | autotest (with 10 min. time delay) | 22.4 | 15 | 22.4 | 10 | 22.4 | 5
FTZC-IH | internal heater (specify voltage) | 71.1 | 15 | 71.1 | 10 | 71.1 | 5
FTZC-LT | low temperature to -40°C (6V 36W & 12V 72W 120V models only) | 248.7 | 15 | 248.7 | 10 | 248.7 | 5
FTZC-PK | pendant ready | 18.3 | 15 | 18.3 | 10 | 18.3 | 5
FTZC-1PK12BWET | 12” black pendant kit (requires PK option) | 33.7 | 15 | 29.3 | 10 | 26.4 | 5
FTZC-1PK12WWET | 12” white pendant kit (requires PK option) | 33.7 | 15 | 29.3 | 10 | 26.4 | 5
FTZC-1PK24BWET | 24” black pendant kit (requires PK option) | 37.7 | 15 | 32.8 | 10 | 29.5 | 5
FTZC-1PK24WWET | 24” white pendant kit (requires PK option) | 37.7 | 15 | 32.8 | 10 | 29.5 | 5
FTZC-1PK48BWET | 48” black pendant kit (requires PK option) | 55.2 | 15 | 48 | 10 | 43.2 | 5
FTZC-1PK48WWET | 48” white pendant kit (requires PK option) | 55.2 | 15 | 48 | 10 | 43.2 | 5
FTZC-BPG2 | wireguard, 14” x 10” x 4.5” (wall mount STX, ATX, VE, FORMA) | 102.2 | 15 | 88.9 | 10 | 80 | 5
FTZC-WG6DX16.5LX14WWHT | wireguard, 6"D X 16.5"L X 14"W, white (OL2 surface wall, CRV recessed wall, ESL surface, EVR wall, FTZC wall, VE wall, FTZ wall, VST MINI wall, VSTM wall, PCHA wall, EPX wall, EPC wall) | 75.2 | 15 | 65.4 | 10 | 58.9 | 5
HDZESE | C1D1 EM UNIT; 7W LED ADJUSTABLE LAMP HEADS (5000K CCT); 120-277V; 50- 60HZ; LITHIUM ION BATTERY; 3 HRS EM OPERATION; 0 to 45°C (18#) | 1085.5 | 15 | 944.4 | 10 | 850 | 5
HDZCSA1R | C1D1 COMBO; 7W LED ADJUSTABLE LAMP HEADS (5000K CCT); RED LED EXIT; SINGLE FACE; CLEAR PANEL; 120-277V; 50- 60HZ; LITHIUM ION BATTERY; 3 HRS EM OPERATION; 0 to 45°C (55#) | 3192.9 | 15 | 2777.8 | 10 | 2500 | 5
HDZCSA1G | C1D1 COMBO; 7W LED ADJUSTABLE LAMP HEADS (5000K CCT); GREEN LED EXIT; SINGLE FACE; CLEAR PANEL; 120-277V; 50- 60HZ; LITHIUM ION BATTERY; 3 HRS EM OPERATION; 0 to 45°C (55#) | 3192.9 | 15 | 2777.8 | 10 | 2500 | 5
HDZC-AT | AUTOTEST | contact factory | 15 | contact factory | 10 | contact factory | 5
HDZC-PANELS | ALTERNATE PANEL OPTIONS (MIRROR, SALIDA, ETC) | contact factory | 15 | contact factory | 10 | contact factory | 5
HDZXSA1R | C1D1 EXIT; RED LED; SINGLE FACE; CLEAR PANEL;120-277V; 50- 60HZ; LITHIUM ION BATTERY; 3 HRS EM OPERATION; 0 to 45°C (55#) - SPECIFY ANY CHEVRONS- CONSULT FACTORY FOR LEADTIME | 3065.2 | 15 | 2666.7 | 10 | 2400 | 5
HDZXSA1G | C1D1 EXIT; GREEN LED; SINGLE FACE; CLEAR PANEL;120-277V; 50- 60HZ; LITHIUM ION BATTERY; 3 HRS EM OPERATION; 0 to 45°C (55#) - SPECIFY ANY CHEVRONS - CONSULT FACTORY FOR LEADTIME | 3065.2 | 15 | 2666.7 | 10 | 2400 | 5
HDZX-AT | AUTOTEST | contact factory | 15 | contact factory | 10 | contact factory | 5
HDZX-PANELS | ALTERNATE PANEL OPTIONS (MIRROR, SALIDA, ETC) | contact factory | 15 | contact factory | 10 | contact factory | 5
HWE61200 | battery unit, white, 6V 120W, no heads | 255.1 | 15 | 221.9 | 10 | 199.7 | 5
HWE62000 | battery unit, white, 6V 200W, no heads | 334.6 | 15 | 291.1 | 10 | 262 | 5
HWE121400 | battery unit, white, 12V 140W, no heads | 279.1 | 15 | 242.8 | 10 | 218.5 | 5
HWE121600 | battery unit, white, 12V 160W, no heads | 389.9 | 15 | 339.2 | 10 | 305.3 | 5
HWE121800 | battery unit, white, 12V 180W, no heads | 398.9 | 15 | 347 | 10 | 312.3 | 5
HWE123600 | battery unit, white, 12V 360W, no heads | 425.2 | 15 | 369.9 | 10 | 332.9 | 5
HWE242800 | battery unit, white, 24V 280W, no heads | 473.1 | 15 | 411.6 | 10 | 370.4 | 5
HWE243600 | battery unit, white, 24V 360W, no heads | 505.4 | 15 | 439.7 | 10 | 395.7 | 5
HWE121300NC | battery unit, white, 12V 130W (NI-CD), no heads | 441.8 | 15 | 384.4 | 10 | 346 | 5
HWE122000NC | battery unit, white, 12V 200W (NI-CD), no heads | 489.3 | 15 | 425.7 | 10 | 383.1 | 5
HWE242000NC | battery unit, white, 24V 200W (NI-CD), no heads | 501.4 | 15 | 436.2 | 10 | 392.6 | 5
HWE-ACTB | AC terminal block | 25.4 | 15 | 25.4 | 10 | 25.4 | 5
HWE-AM | ammeter | 25.4 | 15 | 25.4 | 10 | 25.4 | 5
HWE-AT | autotest (battery units) | 22.4 | 15 | 22.4 | 10 | 22.4 | 5
HWE-BLK | black finish | 17.3 | 15 | 17.3 | 10 | 17.3 | 5
HWE-BZ | audible alarm (buzzer) | 50.8 | 15 | 50.8 | 10 | 50.8 | 5
HWE-CC | custom color | contact factory | 15 | contact factory | 10 | contact factory | 5
HWE-DCTB | DC terminal block | 25.4 | 15 | 25.4 | 10 | 25.4 | 5
HWE-FAI | fire alarm interface - specify voltage and type (open/closed/12-24VDC)(open/closed 120V only) | 71.1 | 15 | 71.1 | 10 | 71.1 | 5
HWE-IRT | infrared testing (specify input voltage) | 76.2 | 15 | 76.2 | 10 | 76.2 | 5
HWE-LC | line cord (120V only) | 15.3 | 15 | 15.3 | 10 | 15.3 | 5
HWE-TD | time delay- specify 5 , 10 , 15 mins (10 min std) | 20.3 | 15 | 20.3 | 10 | 20.3 | 5
HWE-TP | tamper proof screws | 18.3 | 15 | 18.3 | 10 | 18.3 | 5
HWE-VM | voltmeter | 25.4 | 15 | 25.4 | 10 | 25.4 | 5
HWE-1SR7.2W | single PAR18 head with one 7.2W incandescent lamp (6V ONLY) | 9.2 | 15 | 8 | 10 | 7.2 | 5
HWE-1SR9W | single PAR18 head with one 9W incandescent lamp | 13 | 15 | 11.3 | 10 | 10.2 | 5
HWE-1SR12W | single PAR18 head with one 12W lamp (12V ONLY) | 19.5 | 15 | 17 | 10 | 15.3 | 5
HWE-1SR18W | single PAR18 head with one 18W lamp (12V & 24V ONLY) | 19.5 | 15 | 17 | 10 | 15.3 | 5
HWE-1SR12WQ | single PAR18 head with one 12W quartz halogen lamp (6V & 12V ONLY) | 19.5 | 15 | 17 | 10 | 15.3 | 5
HWE-1SR20WQ | single PAR18 head with one 20W quartz halogen lamp (12V ONLY) | 19.5 | 15 | 17 | 10 | 15.3 | 5
HWE-1SR2WLED | single PAR18 head with one 2W LED lamp (12V ONLY) | 20.8 | 15 | 18.1 | 10 | 16.3 | 5
HWE-1SR5WLED | single PAR18 head with one 5W LED lamp | 23.3 | 15 | 20.3 | 10 | 18.3 | 5
HWE-1SR7WLED | single PAR18 head with one 7W LED lamp | 51.8 | 15 | 45.1 | 10 | 40.6 | 5
HWE-1LR7.2W | single PAR 36 head with one 7.2W incandescent lamp (6V ONLY) | 29.9 | 15 | 26 | 10 | 23.4 | 5
HWE-1LR9W | single PAR36 head with one 9W incandescent lamp | 13 | 15 | 11.3 | 10 | 10.2 | 5
HWE-1LR12W | single PAR36 head with one 12W incandescent lamp (12V ONLY) | 13 | 15 | 11.3 | 10 | 10.2 | 5
HWE-1LR18W | single PAR36 head with one 18W incandescent lamp (12V & 24V ONLY) | 13 | 15 | 11.3 | 10 | 10.2 | 5
HWE-1LR12WQ | single PAR36 head with one 12W quartz halogen lamp (6V & 12V ONLY) | 24.6 | 15 | 21.4 | 10 | 19.3 | 5
HWE-1LR20WQ | single PAR36 head with one 20W quartz halogen lamp (12V ONLY) | 24.6 | 15 | 21.4 | 10 | 19.3 | 5
HWE-1LR6WLEDSB | single PAR36 head with one 6W sealed beam LED lamp (12V ONLY) | 29.9 | 15 | 26 | 10 | 23.4 | 5
HWE-1BTMR2WLED | single MR16 head with one 2W LED lamp (12V only) | 44.1 | 15 | 38.4 | 10 | 34.6 | 5
HWE-1BTMR5WLED | single MR16 head with one 5W LED lamp | 48 | 15 | 41.8 | 10 | 37.6 | 5
HWE-1BTMR7WLED | single MR16 head with one 7W LED lamp | 54.5 | 15 | 47.4 | 10 | 42.7 | 5
HWE-1TESSQ5W | TESTA LED 5W, 640LM, square single head, 12-24V | 54.5 | 15 | 47.4 | 10 | 42.7 | 5
HWE-1TESSQ9W | TESTA LED 9W, 1100LM, square single head, 12-24V | 62.3 | 15 | 54.2 | 10 | 48.8 | 5
HWE-1TESSQ14W | TESTA LED 14W, 1450LM, square single head, 12-24V | 62.3 | 15 | 54.2 | 10 | 48.8 | 5
HWE-1TESSQ30W | TESTA LED 30W, 2500LM, square single head, 12-24V | 67.5 | 15 | 58.7 | 10 | 52.8 | 5
HWE-2SR7.2W | double PAR18 heads with 7.2W incandescent lamps (6V ONLY) | 18.3 | 15 | 15.9 | 10 | 14.3 | 5
HWE-2SR9W | double PAR18 heads with 9W incandescent lamps | 26 | 15 | 22.6 | 10 | 20.3 | 5
HWE-2SR12W | double PAR18 heads with 12W incandescent lamps (12V ONLY) | 39 | 15 | 33.9 | 10 | 30.5 | 5
HWE-2SR18W | double PAR18 heads with 18W incandescent lamps (12V & 24V ONLY) | 39 | 15 | 33.9 | 10 | 30.5 | 5
HWE-2SR12WQ | double PAR18 heads with 12W quartz halogen lamps (6V & 12V ONLY) | 39 | 15 | 33.9 | 10 | 30.5 | 5
HWE-2SR20WQ | double PAR18 heads with 20W quartz halogen lamps (12V ONLY) | 39 | 15 | 33.9 | 10 | 30.5 | 5
HWE-2SR2WLED | double PAR18 heads with 2W LED lamps (12V ONLY) | 41.5 | 15 | 36.1 | 10 | 32.5 | 5
HWE-2SR5WLED | double PAR18 heads with 5W LED lamps | 48 | 15 | 41.8 | 10 | 37.6 | 5
HWE-2SR7WLED | double PAR18 heads with 7W LED lamps | 103.7 | 15 | 90.2 | 10 | 81.2 | 5
HWE-2LR7.2W | double PAR36 heads with 7.2W incandescent lamps (6V ONLY) | 59.7 | 15 | 51.9 | 10 | 46.7 | 5
HWE-2LR9W | double PAR36 heads with 9W incandescent lamps | 24.6 | 15 | 21.4 | 10 | 19.3 | 5
HWE-2LR12W | double PAR36 heads with 12W incandescent lamps (12V ONLY) | 24.6 | 15 | 21.4 | 10 | 19.3 | 5
HWE-2LR18W | double PAR36 heads with 18W incandescent lamps (12V & 24V ONLY) | 24.6 | 15 | 21.4 | 10 | 19.3 | 5
HWE-2LR12WQ | double PAR36 heads with 12W quartz halogen lamps (6V & 12V ONLY) | 49.3 | 15 | 42.9 | 10 | 38.6 | 5
HWE-2LR20WQ | double PAR36 heads with 20W quartz halogen lamps (12V ONLY) | 49.3 | 15 | 42.9 | 10 | 38.6 | 5
HWE-2LR6WLEDSB | double PAR36 heads with 6W sealed beam LED lamps (12V & 24V ONLY) | 59.7 | 15 | 51.9 | 10 | 46.7 | 5
HWE-2BTMR2WLED | double MR16 heads with 2W LED lamps (12V only) | 88.3 | 15 | 76.8 | 10 | 69.1 | 5
HWE-2BTMR5WLED | double MR16 heads with 5W LED lamps | 97.4 | 15 | 84.7 | 10 | 76.2 | 5
HWE-2BTMR7WLED | double MR16 heads with 7W LED lamps | 110.2 | 15 | 95.9 | 10 | 86.3 | 5
HWE-2TESSQ5W | double TESTA square LED heads, 5W 640LM each, 12-24V | 109 | 15 | 94.8 | 10 | 85.3 | 5
HWE-2TESSQ9W | double TESTA square LED heads, 9W 1100LM each, 12-24V | 124.5 | 15 | 108.3 | 10 | 97.5 | 5
HWE-2TESSQ14W | double TESTA square LED heads, 14W 1450LM each, 12-24V | 124.5 | 15 | 108.3 | 10 | 97.5 | 5
HWE-2TESSQ30W | double TESTA square LED heads, 30W 2500LM each, 12-24V | 134.8 | 15 | 117.3 | 10 | 105.6 | 5
HWE-3LR7.2W | three PAR36 heads with 7.2W incandescent lamps (6V ONLY) | 89.5 | 15 | 77.9 | 10 | 70.1 | 5
HWE-3LR9W | three PAR36 heads with 9W incandescent lamps | 37.7 | 15 | 32.8 | 10 | 29.5 | 5
HWE-3LR12W | three PAR36 heads with 12W incandescent lamps (12V ONLY) | 37.7 | 15 | 32.8 | 10 | 29.5 | 5
HWE-3LR18W | three PAR36 heads with 18W incandescent lamps (12V & 24V ONLY) | 37.7 | 15 | 32.8 | 10 | 29.5 | 5
HWE-3LR12WQ | single PAR36 head with one 12W quartz halogen lamp (6V & 12V ONLY) | 73.9 | 15 | 64.3 | 10 | 57.9 | 5
HWE-3LR20WQ | three PAR36 heads with 20W quartz halogen lamps (12V ONLY) | 58.4 | 15 | 50.8 | 10 | 45.7 | 5
HWE-3LR6WLEDSB | three PAR36 heads with 6W sealed beam LED lamps (12V & 24V ONLY) | 89.5 | 15 | 77.9 | 10 | 70.1 | 5
HWE-HHC | remote control for IRT (remote will operate multiple units; order remote separately) | 39 | 15 | 33.9 | 10 | 30.5 | 5
HZCAS700SARHO120277V | Edgelit exit, 5W self-powered, red led, surface/wall mount, gray finish, 120-277V | 1620.5 | 15 | 1409.8 | 10 | 1268.8 | 5
HZCAS700SAGHO120277V | Edgelit exit, 5W self-powered, green led, surface/wall mount, gray finish, 120-277V | 1620.5 | 15 | 1409.8 | 10 | 1268.8 | 5
HZCAS700-SW | special wording | contact factory | 15 | contact factory | 10 | contact factory | 5
HZCAS700-HZJBOX | hazardous rated J-box | 216.6 | 15 | 188.4 | 10 | 169.6 | 5
HZCAS700-HZPK12 | 12" pendant stem (12" steel pipe, 3/4" NPT) | 48 | 15 | 41.8 | 10 | 37.6 | 5
HZCAS800SALG1615 | Hazardous LED exit combo, green letters, single face, 6V, 15W, gray, CLASS I, DIV 2 | 869.8 | 15 | 756.7 | 10 | 681 | 5
HZCAS800SALR1615 | Hazardous LED exit combo, red letters, single face, 6V, 15W, gray, CLASS I, DIV 2 | 869.8 | 15 | 756.7 | 10 | 681 | 5
HZCAS800SALG2612 | Hazardous LED exit combo, green letters, double face, 6V, 12W, gray, CLASS I, DIV 2 | 1053.7 | 15 | 916.7 | 10 | 825 | 5
HZCAS800SALR2612 | Hazardous LED exit combo, red letters, double face, 6V, 12W, gray, CLASS I, DIV 2 | 1053.7 | 15 | 916.7 | 10 | 825 | 5
HZCAS800SALG11215 | Hazardous LED exit combo, green letters, single face, 12V, 15W, gray, CLASS I, DIV 2 | 869.8 | 15 | 756.7 | 10 | 681 | 5
HZCAS800SALR11215 | Hazardous LED exit combo, red letters, single face, 12V, 15W, gray, CLASS I, DIV 2 | 869.8 | 15 | 756.7 | 10 | 681 | 5
HZCAS800SALG21212 | Hazardous LED exit combo, green letters, double face, 12V, 12W, gray, CLASS I, DIV 2 | 1053.7 | 15 | 916.7 | 10 | 825 | 5
HZCAS800SALR21212 | Hazardous LED exit combo, red letters, double face, 12V, 12W, gray, CLASS I, DIV 2 | 1053.7 | 15 | 916.7 | 10 | 825 | 5
HZCAS800-AT | autotest | 65 | 15 | 65 | 10 | 65 | 5
HZCAS800-IH | internal heater for cold location operation | 80 | 15 | 80 | 10 | 80 | 5
HZCAS800-NH | no heads | 20 | 15 | 20 | 10 | 20 | 5
HZCAS800-TP | tamper proof hardware | 34 | 15 | 34 | 10 | 34 | 5
NVUACP800W120/120V | 800W, 120V input, 120VAC output, pure sine wave, 90 minute runtime | 2988.5 | 15 | 2600 | 10 | 2340 | 5
NVUACP800W120/277V | 800W, 120V input, 277VAC output, pure sine wave, 90 minute runtime | 3243.9 | 15 | 2822.2 | 10 | 2540 | 5
NVUACP800W277/120V | 800W, 277V input, 120VAC output, pure sine wave, 90 minute runtime | 3243.9 | 15 | 2822.2 | 10 | 2540 | 5
NVUACP800W277/277V | 800W, 277V input, 277VAC output, pure sine wave, 90 minute runtime | 3461 | 15 | 3011.1 | 10 | 2710 | 5
NVUACP800-AT | autotest | 71.1 | 15 | 71.1 | 10 | 71.1 | 5
NVUACP800-CC | custom color | contact factory | 15 | contact factory | 10 | contact factory | 5
NVUACP800-FAI | fire alarm interface (specify voltage and signal type: open dry contact, closed dry contact or 6-24VDC) - AT only | 177.7 | 15 | 177.7 | 10 | 177.7 | 5
NVUACP800-LC | line cord - 120V only (not available with TLP option) | 35.6 | 15 | 35.6 | 10 | 35.6 | 5
NVUACP800-TD | time delay (specify 5, 10, 15 minutes -- preset at 10 minutes) - AT only | 142.1 | 15 | 142.1 | 10 | 142.1 | 5
NVUACP800-TLP | 120V twist lock plug (not available with LC option) | 55.9 | 15 | 55.9 | 10 | 55.9 | 5
NVUACP1500W120/120V | 1500W, 120V input, 120VAC output, pure sine wave, 90 minute runtime | 5833.3 | 15 | 5075 | 10 | 4567.5 | 5
NVUACP1500W120/208V | 1500W, 120V input, 208VAC output, pure sine wave, 90 minute runtime | 6092.6 | 15 | 5300.6 | 10 | 4770.5 | 5
NVUACP1500W120/277V | 1500W, 120V input, 277VAC output, pure sine wave, 90 minute runtime | 6416.8 | 15 | 5582.6 | 10 | 5024.3 | 5
NVUACP1500W208/120V | 1500W, 208V input, 120VAC output, pure sine wave, 90 minute runtime | 6222.2 | 15 | 5413.3 | 10 | 4872 | 5
NVUACP1500W208/277V | 1500W, 208V input, 277VAC output, pure sine wave, 90 minute runtime | 6481.5 | 15 | 5638.9 | 10 | 5075 | 5
NVUACP1500W277/120V | 1500W, 277V input, 120VAC output, pure sine wave, 90 minute runtime | 6481.5 | 15 | 5638.9 | 10 | 5075 | 5
NVUACP1500W277/208V | 1500W, 277V input, 208VAC output, pure sine wave, 90 minute runtime | 6546.3 | 15 | 5695.3 | 10 | 5125.8 | 5
NVUACP1500W277/277V | 1500W, 277V input, 277VAC output, pure sine wave, 90 minute runtime | 7129.7 | 15 | 6202.8 | 10 | 5582.5 | 5
NVUACP2000W120/120V | 2000W, 120V input, 120VAC output, pure sine wave, 90 minute runtime | 6805.6 | 15 | 5920.9 | 10 | 5328.8 | 5
NVUACP2000W120/208V | 2000W, 120V input, 208VAC output, pure sine wave, 90 minute runtime | 7129.7 | 15 | 6202.8 | 10 | 5582.5 | 5
NVUACP2000W120/277V | 2000W, 120V input, 277VAC output, pure sine wave, 90 minute runtime | 7453.8 | 15 | 6484.8 | 10 | 5836.3 | 5
NVUACP2000W208/120V | 2000W, 208V input, 120VAC output, pure sine wave, 90 minute runtime | 7583.4 | 15 | 6597.6 | 10 | 5937.8 | 5
NVUACP2000W208/277V | 2000W, 208V input, 277VAC output, pure sine wave, 90 minute runtime | 7842.6 | 15 | 6823.1 | 10 | 6140.8 | 5
NVUACP2000W277/120V | 2000W, 277V input, 120VAC output, pure sine wave, 90 minute runtime | 7518.5 | 15 | 6541.1 | 10 | 5887 | 5
NVUACP2000W277/208V | 2000W, 277V input, 208VAC output, pure sine wave, 90 minute runtime | 7842.6 | 15 | 6823.1 | 10 | 6140.8 | 5
NVUACP2000W277/277V | 2000W, 277V input, 277VAC output, pure sine wave, 90 minute runtime | 8166.7 | 15 | 7105 | 10 | 6394.5 | 5
NVUACP1500-AT | autotest | 71.1 | 15 | 71.1 | 10 | 71.1 | 5
NVUACP1500-BK2 | 2 output breakers (120V output only) | 121.8 | 15 | 121.8 | 10 | 121.8 | 5
NVUACP1500-BK3 | 3 output breakers (120V output only) | 233.5 | 15 | 233.5 | 10 | 233.5 | 5
NVUACP1500-BK4 | 4 output breakers (120V output only) | 355.3 | 15 | 355.3 | 10 | 355.3 | 5
NVUACP1500-CC | custom color | contact factory | 15 | contact factory | 10 | contact factory | 5
NVUACP1500-FAI | fire alarm interface (specify voltage and signal type: open dry contact, closed dry contact or 6-24VDC) - AT only | 177.7 | 15 | 177.7 | 10 | 177.7 | 5
NVUACP1500-LC | line cord - 120V only (not available with TLP option) | 35.6 | 15 | 35.6 | 10 | 35.6 | 5
NVUACP1500-TB | 1 additional terminal block for a total of 2 terminal blocks (available for 120V input only) | 55.9 | 15 | 55.9 | 10 | 55.9 | 5
NVUACP1500-TD | time delay (specify 5, 10, 15 minutes -- preset at 10 minutes) - AT only | 142.1 | 15 | 142.1 | 10 | 142.1 | 5
NVUACP1500-TLP | 120V twist lock plug (not available with LC option) | 55.9 | 15 | 55.9 | 10 | 55.9 | 5
NVUACP1500-WS | wall switch (available for 120V/120V) | 83.3 | 15 | 83.3 | 10 | 83.3 | 5
NVUACP2000-AT | autotest | 71.1 | 15 | 71.1 | 10 | 71.1 | 5
NVUACP2000-BK2 | 2 output breakers (120V output only) | 121.8 | 15 | 121.8 | 10 | 121.8 | 5
NVUACP2000-BK3 | 3 output breakers (120V output only) | 233.5 | 15 | 233.5 | 10 | 233.5 | 5
NVUACP2000-BK4 | 4 output breakers (120V output only) | 355.3 | 15 | 355.3 | 10 | 355.3 | 5
NVUACP2000-CC | custom color | contact factory | 15 | contact factory | 10 | contact factory | 5
NVUACP2000-FAI | fire alarm interface (specify voltage and signal type: open dry contact, closed dry contact or 6-24VDC) - AT only | 177.7 | 15 | 177.7 | 10 | 177.7 | 5
NVUACP2000-LC | line cord - 120V only (not available with TLP option) | 35.6 | 15 | 35.6 | 10 | 35.6 | 5
NVUACP2000-TB | 1 additional terminal block for a total of 2 terminal blocks (available for 120V input only) | 55.9 | 15 | 55.9 | 10 | 55.9 | 5
NVUACP2000-TD | time delay (specify 5, 10, 15 minutes -- preset at 10 minutes) - AT only | 142.1 | 15 | 142.1 | 10 | 142.1 | 5
NVUACP2000-TLP | 120V twist lock plug (not available with LC option) | 55.9 | 15 | 55.9 | 10 | 55.9 | 5
NVUACP2000-WS | wall switch (available for 120V/120V) | 83.3 | 15 | 83.3 | 10 | 83.3 | 5
NV6KW120/120 | 6kW, 120v in, 120v out, 60Hz, UL924 Listed EM Lighting Inverter, UPS System. Includes: Main Input, Main Output Circuit Breakers, Internal Make Before Break Maintenance Bypass, (5) Form "C" Contacts, Batteries for 6kW, Powerwave, 90 min backup at full load. Dimensions: 39"W x 18"D x 68"H | N/A | 15 | N/A | 10 | 22861.4 | 5
NV6KW120/208 | 6kW, 120v in, 208v out, 60Hz, UL924 Listed EM Lighting Inverter, UPS System. Includes: Main Input, Main Output Circuit Breakers, Internal Make Before Break Maintenance Bypass, (5) Form "C" Contacts, Batteries for 6kW, Powerwave, 90 min backup at full load. Dimensions: 39"W x 18"D x 68"H | N/A | 15 | N/A | 10 | 22861.4 | 5
NV6KW120/240 | 6kW, 120v in, 240v out, 60Hz, UL924 Listed EM Lighting Inverter, UPS System. Includes: Main Input, Main Output Circuit Breakers, Internal Make Before Break Maintenance Bypass, (5) Form "C" Contacts, Batteries for 6kW, Powerwave, 90 min backup at full load. Dimensions: 39"W x 18"D x 68"H | N/A | 15 | N/A | 10 | 22861.4 | 5
NV6KW120/277 | 6kW, 120v in, 277v out, 60Hz, UL924 Listed EM Lighting Inverter, UPS System. Includes: Main Input, Main Output Circuit Breakers, Internal Make Before Break Maintenance Bypass, (5) Form "C" Contacts, Batteries for 6kW, Powerwave, 90 min backup at full load. Dimensions: 39"W x 18"D x 68"H | N/A | 15 | N/A | 10 | 22861.4 | 5
NV6KW208/120 | 6kW, 208v in, 120v out, 60Hz, UL924 Listed EM Lighting Inverter, UPS System. Includes: Main Input, Main Output Circuit Breakers, Internal Make Before Break Maintenance Bypass, (5) Form "C" Contacts, Batteries for 6kW, Powerwave, 90 min backup at full load. Dimensions: 39"W x 18"D x 68"H | N/A | 15 | N/A | 10 | 22861.4 | 5
NV6KW208/208 | 6kW, 208v in, 208v out, 60Hz, UL924 Listed EM Lighting Inverter, UPS System. Includes: Main Input, Main Output Circuit Breakers, Internal Make Before Break Maintenance Bypass, (5) Form "C" Contacts, Batteries for 6kW, Powerwave, 90 min backup at full load. Dimensions: 39"W x 18"D x 68"H | N/A | 15 | N/A | 10 | 22861.4 | 5
NV6KW208/240 | 6kW, 208v in, 240v out, 60Hz, UL924 Listed EM Lighting Inverter, UPS System. Includes: Main Input, Main Output Circuit Breakers, Internal Make Before Break Maintenance Bypass, (5) Form "C" Contacts, Batteries for 6kW, Powerwave, 90 min backup at full load. Dimensions: 39"W x 18"D x 68"H | N/A | 15 | N/A | 10 | 22861.4 | 5
NV6KW208/277 | 6kW, 208v in, 277v out, 60Hz, UL924 Listed EM Lighting Inverter, UPS System. Includes: Main Input, Main Output Circuit Breakers, Internal Make Before Break Maintenance Bypass, (5) Form "C" Contacts, Batteries for 6kW, Powerwave, 90 min backup at full load. Dimensions: 39"W x 18"D x 68"H | N/A | 15 | N/A | 10 | 22861.4 | 5
NV6KW240/120 | 6kW, 240v in, 120v out, 60Hz, UL924 Listed EM Lighting Inverter, UPS System. Includes: Main Input, Main Output Circuit Breakers, Internal Make Before Break Maintenance Bypass, (5) Form "C" Contacts, Batteries for 6kW, Powerwave, 90 min backup at full load. Dimensions: 39"W x 18"D x 68"H | N/A | 15 | N/A | 10 | 22861.4 | 5
NV6KW240/208 | 6kW, 240v in, 208v out, 60Hz, UL924 Listed EM Lighting Inverter, UPS System. Includes: Main Input, Main Output Circuit Breakers, Internal Make Before Break Maintenance Bypass, (5) Form "C" Contacts, Batteries for 6kW, Powerwave, 90 min backup at full load. Dimensions: 39"W x 18"D x 68"H | N/A | 15 | N/A | 10 | 22861.4 | 5
NV6KW240/240 | 6kW, 240v in, 240v out, 60Hz, UL924 Listed EM Lighting Inverter, UPS System. Includes: Main Input, Main Output Circuit Breakers, Internal Make Before Break Maintenance Bypass, (5) Form "C" Contacts, Batteries for 6kW, Powerwave, 90 min backup at full load. Dimensions: 39"W x 18"D x 68"H | N/A | 15 | N/A | 10 | 22861.4 | 5
NV6KW240/277 | 6kW, 240v in, 277v out, 60Hz, UL924 Listed EM Lighting Inverter, UPS System. Includes: Main Input, Main Output Circuit Breakers, Internal Make Before Break Maintenance Bypass, (5) Form "C" Contacts, Batteries for 6kW, Powerwave, 90 min backup at full load. Dimensions: 39"W x 18"D x 68"H | N/A | 15 | N/A | 10 | 22861.4 | 5
NV6KW277/120 | 6kW, 277v in, 120v out, 60Hz, UL924 Listed EM Lighting Inverter, UPS System. Includes: Main Input, Main Output Circuit Breakers, Internal Make Before Break Maintenance Bypass, (5) Form "C" Contacts, Batteries for 6kW, Powerwave, 90 min backup at full load. Dimensions: 39"W x 18"D x 68"H | N/A | 15 | N/A | 10 | 22861.4 | 5
NV6KW277/208 | 6kW, 277v in, 208v out, 60Hz, UL924 Listed EM Lighting Inverter, UPS System. Includes: Main Input, Main Output Circuit Breakers, Internal Make Before Break Maintenance Bypass, (5) Form "C" Contacts, Batteries for 6kW, Powerwave, 90 min backup at full load. Dimensions: 39"W x 18"D x 68"H | N/A | 15 | N/A | 10 | 22861.4 | 5
NV6KW277/240 | 6kW, 277v in, 240v out, 60Hz, UL924 Listed EM Lighting Inverter, UPS System. Includes: Main Input, Main Output Circuit Breakers, Internal Make Before Break Maintenance Bypass, (5) Form "C" Contacts, Batteries for 6kW, Powerwave, 90 min backup at full load. Dimensions: 39"W x 18"D x 68"H | N/A | 15 | N/A | 10 | 22861.4 | 5
NV6KW277/277 | 6kW, 277v in, 277v out, 60Hz, UL924 Listed EM Lighting Inverter, UPS System. Includes: Main Input, Main Output Circuit Breakers, Internal Make Before Break Maintenance Bypass, (5) Form "C" Contacts, Batteries for 6kW, Powerwave, 90 min backup at full load. Dimensions: 39"W x 18"D x 68"H | N/A | 15 | N/A | 10 | 22861.4 | 5
NV8KW120/120 | 8kW, 120v in, 120v out, 60Hz, UL924 Listed EM Lighting Inverter, UPS System. Includes: Main Input, Main Output Circuit Breakers, Internal Make Before Break Maintenance Bypass, (5) Form "C" Contacts, Batteries for 8kW, Powerwave, 90 min backup at full load. Dimensions: 39"W x 18"D x 68"H | N/A | 15 | N/A | 10 | 27668.7 | 5
NV8KW120/208 | 8kW, 120v in, 208v out, 60Hz, UL924 Listed EM Lighting Inverter, UPS System. Includes: Main Input, Main Output Circuit Breakers, Internal Make Before Break Maintenance Bypass, (5) Form "C" Contacts, Batteries for 8kW, Powerwave, 90 min backup at full load. Dimensions: 39"W x 18"D x 68"H | N/A | 15 | N/A | 10 | 27668.7 | 5
NV8KW120/240 | 8kW, 120v in, 240v out, 60Hz, UL924 Listed EM Lighting Inverter, UPS System. Includes: Main Input, Main Output Circuit Breakers, Internal Make Before Break Maintenance Bypass, (5) Form "C" Contacts, Batteries for 8kW, Powerwave, 90 min backup at full load. Dimensions: 39"W x 18"D x 68"H | N/A | 15 | N/A | 10 | 27668.7 | 5
NV8KW120/277 | 8kW, 120v in, 277v out, 60Hz, UL924 Listed EM Lighting Inverter, UPS System. Includes: Main Input, Main Output Circuit Breakers, Internal Make Before Break Maintenance Bypass, (5) Form "C" Contacts, Batteries for 8kW, Powerwave, 90 min backup at full load. Dimensions: 39"W x 18"D x 68"H | N/A | 15 | N/A | 10 | 27668.7 | 5
NV8KW208/120 | 8kW, 208v in, 120v out, 60Hz, UL924 Listed EM Lighting Inverter, UPS System. Includes: Main Input, Main Output Circuit Breakers, Internal Make Before Break Maintenance Bypass, (5) Form "C" Contacts, Batteries for 8kW, Powerwave, 90 min backup at full load. Dimensions: 39"W x 18"D x 68"H | N/A | 15 | N/A | 10 | 27668.7 | 5
NV8KW208/208 | 8kW, 208v in, 208v out, 60Hz, UL924 Listed EM Lighting Inverter, UPS System. Includes: Main Input, Main Output Circuit Breakers, Internal Make Before Break Maintenance Bypass, (5) Form "C" Contacts, Batteries for 8kW, Powerwave, 90 min backup at full load. Dimensions: 39"W x 18"D x 68"H | N/A | 15 | N/A | 10 | 27668.7 | 5
NV8KW208/240 | 8kW, 208v in, 240v out, 60Hz, UL924 Listed EM Lighting Inverter, UPS System. Includes: Main Input, Main Output Circuit Breakers, Internal Make Before Break Maintenance Bypass, (5) Form "C" Contacts, Batteries for 8kW, Powerwave, 90 min backup at full load. Dimensions: 39"W x 18"D x 68"H | N/A | 15 | N/A | 10 | 27668.7 | 5
NV8KW208/277 | 8kW, 208v in, 240v out, 60Hz, UL924 Listed EM Lighting Inverter, UPS System. Includes: Main Input, Main Output Circuit Breakers, Internal Make Before Break Maintenance Bypass, (5) Form "C" Contacts, Batteries for 8kW, Powerwave, 90 min backup at full load. Dimensions: 39"W x 18"D x 68"H | N/A | 15 | N/A | 10 | 27668.7 | 5
NV8KW240/120 | 8kW, 240v in, 120v out, 60Hz, UL924 Listed EM Lighting Inverter, UPS System. Includes: Main Input, Main Output Circuit Breakers, Internal Make Before Break Maintenance Bypass, (5) Form "C" Contacts, Batteries for 8kW, Powerwave, 90 min backup at full load. Dimensions: 39"W x 18"D x 68"H | N/A | 15 | N/A | 10 | 27668.7 | 5
NV8KW240/208 | 8kW, 240v in, 208v out, 60Hz, UL924 Listed EM Lighting Inverter, UPS System. Includes: Main Input, Main Output Circuit Breakers, Internal Make Before Break Maintenance Bypass, (5) Form "C" Contacts, Batteries for 8kW, Powerwave, 90 min backup at full load. Dimensions: 39"W x 18"D x 68"H | N/A | 15 | N/A | 10 | 27668.7 | 5
NV8KW240/240 | 8kW, 240v in, 240v out, 60Hz, UL924 Listed EM Lighting Inverter, UPS System. Includes: Main Input, Main Output Circuit Breakers, Internal Make Before Break Maintenance Bypass, (5) Form "C" Contacts, Batteries for 8kW, Powerwave, 90 min backup at full load. Dimensions: 39"W x 18"D x 68"H | N/A | 15 | N/A | 10 | 27668.7 | 5
NV8KW240/277 | 8kW, 240v in, 277v out, 60Hz, UL924 Listed EM Lighting Inverter, UPS System. Includes: Main Input, Main Output Circuit Breakers, Internal Make Before Break Maintenance Bypass, (5) Form "C" Contacts, Batteries for 8kW, Powerwave, 90 min backup at full load. Dimensions: 39"W x 18"D x 68"H | N/A | 15 | N/A | 10 | 27668.7 | 5
NV8KW277/240 | 8kW, 277v in, 240v out, 60Hz, UL924 Listed EM Lighting Inverter, UPS System. Includes: Main Input, Main Output Circuit Breakers, Internal Make Before Break Maintenance Bypass, (5) Form "C" Contacts, Batteries for 8kW, Powerwave, 90 min backup at full load. Dimensions: 39"W x 18"D x 68"H | N/A | 15 | N/A | 10 | 27668.7 | 5
NV8KW277/208 | 8kW, 277v in, 208v out, 60Hz, UL924 Listed EM Lighting Inverter, UPS System. Includes: Main Input, Main Output Circuit Breakers, Internal Make Before Break Maintenance Bypass, (5) Form "C" Contacts, Batteries for 8kW, Powerwave, 90 min backup at full load. Dimensions: 39"W x 18"D x 68"H | N/A | 15 | N/A | 10 | 27668.7 | 5
NV8KW277/240 | 8kW, 277v in, 240v out, 60Hz, UL924 Listed EM Lighting Inverter, UPS System. Includes: Main Input, Main Output Circuit Breakers, Internal Make Before Break Maintenance Bypass, (5) Form "C" Contacts, Batteries for 8kW, Powerwave, 90 min backup at full load. Dimensions: 39"W x 18"D x 68"H | N/A | 15 | N/A | 10 | 27668.7 | 5
NV8KW277/277 | 8kW, 277v in, 277v out, 60Hz, UL924 Listed EM Lighting Inverter, UPS System. Includes: Main Input, Main Output Circuit Breakers, Internal Make Before Break Maintenance Bypass, (5) Form "C" Contacts, Batteries for 8kW, Powerwave, 90 min backup at full load. Dimensions: 39"W x 18"D x 68"H | N/A | 15 | N/A | 10 | 27668.7 | 5
NV10KW120/120 | 10kW, 120v in, 120v out, 60Hz, UL924 EM Lighting Inverter, UPS System. Includes: Main Input, Main Output Circuit Breakers, Internal Make Before Break Maintenance Bypass, (5) Form "C" Contacts, Batteries for 10kW, Powerwave, 90 min backup at full load. Dimentions: 51"W x 30.5"D x 70"H | N/A | 15 | N/A | 10 | 30018.9 | 5
NV10KW120/208 | 10kW, 120v in, 208v out, 60Hz, UL924 EM Lighting Inverter, UPS System. Includes: Main Input, Main Output Circuit Breakers, Internal Make Before Break Maintenance Bypass, (5) Form "C" Contacts, Batteries for 10kW, Powerwave, 90 min backup at full load. Dimentions: 51"W x 30.5"D x 70"H | N/A | 15 | N/A | 10 | 30018.9 | 5
NV10KW120/240 | 10kW, 120v in, 240v out, 60Hz, UL924 EM Lighting Inverter, UPS System. Includes: Main Input, Main Output Circuit Breakers, Internal Make Before Break Maintenance Bypass, (5) Form "C" Contacts, Batteries for 10kW, Powerwave, 90 min backup at full load. Dimentions: 51"W x 30.5"D x 70"H | N/A | 15 | N/A | 10 | 30018.9 | 5
NV10KW120/277 | 10kW, 120v in, 240v out, 60Hz, UL924 EM Lighting Inverter, UPS System. Includes: Main Input, Main Output Circuit Breakers, Internal Make Before Break Maintenance Bypass, (5) Form "C" Contacts, Batteries for 10kW, Powerwave, 90 min backup at full load. Dimentions: 51"W x 30.5"D x 70"H | N/A | 15 | N/A | 10 | 30018.9 | 5
NV10KW208/120 | 10kW, 208v in, 120v out, 60Hz, UL924 EM Lighting Inverter, UPS System. Includes: Main Input, Main Output Circuit Breakers, Internal Make Before Break Maintenance Bypass, (5) Form "C" Contacts, Batteries for 10kW, Powerwave, 90 min backup at full load. Dimentions: 51"W x 30.5"D x 70"H | N/A | 15 | N/A | 10 | 30018.9 | 5
NV10KW208/208 | 10kW, 208v in, 208v out, 60Hz, UL924 EM Lighting Inverter, UPS System. Includes: Main Input, Main Output Circuit Breakers, Internal Make Before Break Maintenance Bypass, (5) Form "C" Contacts, Batteries for 10kW, Powerwave, 90 min backup at full load. Dimentions: 51"W x 30.5"D x 70"H | N/A | 15 | N/A | 10 | 30018.9 | 5
NV10KW208/240 | 10kW, 208v in, 240v out, 60Hz, UL924 EM Lighting Inverter, UPS System. Includes: Main Input, Main Output Circuit Breakers, Internal Make Before Break Maintenance Bypass, (5) Form "C" Contacts, Batteries for 10kW, Powerwave, 90 min backup at full load. Dimentions: 51"W x 30.5"D x 70"H | N/A | 15 | N/A | 10 | 30018.9 | 5
NV10KW208/277 | 10kW, 208v in, 277v out, 60Hz, UL924 EM Lighting Inverter, UPS System. Includes: Main Input, Main Output Circuit Breakers, Internal Make Before Break Maintenance Bypass, (5) Form "C" Contacts, Batteries for 10kW, Powerwave, 90 min backup at full load. Dimentions: 51"W x 30.5"D x 70"H | N/A | 15 | N/A | 10 | 30018.9 | 5
NV10KW240/120 | 10kW, 240v in, 120v out, 60Hz, UL924 EM Lighting Inverter, UPS System. Includes: Main Input, Main Output Circuit Breakers, Internal Make Before Break Maintenance Bypass, (5) Form "C" Contacts, Batteries for 10kW, Powerwave, 90 min backup at full load. Dimentions: 51"W x 30.5"D x 70"H | N/A | 15 | N/A | 10 | 30018.9 | 5
NV10KW240/208 | 10kW, 240v in, 208v out, 60Hz, UL924 EM Lighting Inverter, UPS System. Includes: Main Input, Main Output Circuit Breakers, Internal Make Before Break Maintenance Bypass, (5) Form "C" Contacts, Batteries for 10kW, Powerwave, 90 min backup at full load. Dimentions: 51"W x 30.5"D x 70"H | N/A | 15 | N/A | 10 | 30018.9 | 5
NV10KW240/240 | 10kW, 240v in, 240v out, 60Hz, UL924 EM Lighting Inverter, UPS System. Includes: Main Input, Main Output Circuit Breakers, Internal Make Before Break Maintenance Bypass, (5) Form "C" Contacts, Batteries for 10kW, Powerwave, 90 min backup at full load. Dimentions: 51"W x 30.5"D x 70"H | N/A | 15 | N/A | 10 | 30018.9 | 5
NV10KW240/277 | 10kW, 240v in, 277v out, 60Hz, UL924 EM Lighting Inverter, UPS System. Includes: Main Input, Main Output Circuit Breakers, Internal Make Before Break Maintenance Bypass, (5) Form "C" Contacts, Batteries for 10kW, Powerwave, 90 min backup at full load. Dimentions: 51"W x 30.5"D x 70"H | N/A | 15 | N/A | 10 | 30018.9 | 5
NV10KW277/120 | 10kW, 277v in, 120v out, 60Hz, UL924 EM Lighting Inverter, UPS System. Includes: Main Input, Main Output Circuit Breakers, Internal Make Before Break Maintenance Bypass, (5) Form "C" Contacts, Batteries for 10kW, Powerwave, 90 min backup at full load. Dimentions: 51"W x 30.5"D x 70"H | N/A | 15 | N/A | 10 | 30018.9 | 5
NV10KW277/208 | 10kW, 277v in, 208v out, 60Hz, UL924 EM Lighting Inverter, UPS System. Includes: Main Input, Main Output Circuit Breakers, Internal Make Before Break Maintenance Bypass, (5) Form "C" Contacts, Batteries for 10kW, Powerwave, 90 min backup at full load. Dimentions: 51"W x 30.5"D x 70"H | N/A | 15 | N/A | 10 | 30018.9 | 5
NV10KW277/240 | 10kW, 277v in, 240v out, 60Hz, UL924 EM Lighting Inverter, UPS System. Includes: Main Input, Main Output Circuit Breakers, Internal Make Before Break Maintenance Bypass, (5) Form "C" Contacts, Batteries for 10kW, Powerwave, 90 min backup at full load. Dimentions: 51"W x 30.5"D x 70"H | N/A | 15 | N/A | 10 | 30018.9 | 5
NV10KW277/277 | 10kW, 277v in, 277v out, 60Hz, UL924 EM Lighting Inverter, UPS System. Includes: Main Input, Main Output Circuit Breakers, Internal Make Before Break Maintenance Bypass, (5) Form "C" Contacts, Batteries for 10kW, Powerwave, 90 min backup at full load. Dimentions: 51"W x 30.5"D x 70"H | N/A | 15 | N/A | 10 | 30018.9 | 5
NV15KW120/120 | 15kW, 120v in, 120v out, 60Hz, UL924 EM Lighting Inverter, UPS System. Includes: Main Input, Main Output Circuit Breakers, Internal Make Before Break Maintenance Bypass, (5) Form "C" Contacts, Batteries for 15kW, Powerwave, 90 min backup at full load. Dimentions: 51"W x 30.5"D x 70"H | N/A | 15 | N/A | 10 | 40755.5 | 5
NV15KW120/208 | 15kW, 120v in, 208v out, 60Hz, UL924 EM Lighting Inverter, UPS System. Includes: Main Input, Main Output Circuit Breakers, Internal Make Before Break Maintenance Bypass, (5) Form "C" Contacts, Batteries for 15kW, Powerwave, 90 min backup at full load. Dimentions: 51"W x 30.5"D x 70"H | N/A | 15 | N/A | 10 | 40755.5 | 5
NV15KW120/240 | 15kW, 120v in, 240v out, 60Hz, UL924 EM Lighting Inverter, UPS System. Includes: Main Input, Main Output Circuit Breakers, Internal Make Before Break Maintenance Bypass, (5) Form "C" Contacts, Batteries for 15kW, Powerwave, 90 min backup at full load. Dimentions: 51"W x 30.5"D x 70"H | N/A | 15 | N/A | 10 | 40755.5 | 5
NV15KW120/277 | 15kW, 120v in, 277v out, 60Hz, UL924 EM Lighting Inverter, UPS System. Includes: Main Input, Main Output Circuit Breakers, Internal Make Before Break Maintenance Bypass, (5) Form "C" Contacts, Batteries for 15kW, Powerwave, 90 min backup at full load. Dimentions: 51"W x 30.5"D x 70"H | N/A | 15 | N/A | 10 | 40755.5 | 5
NV15KW208/120 | 15kW, 208v in, 120v out, 60Hz, UL924 EM Lighting Inverter, UPS System. Includes: Main Input, Main Output Circuit Breakers, Internal Make Before Break Maintenance Bypass, (5) Form "C" Contacts, Batteries for 15kW, Powerwave, 90 min backup at full load. Dimentions: 51"W x 30.5"D x 70"H | N/A | 15 | N/A | 10 | 40755.5 | 5
NV15KW208/208 | 15kW, 208v in, 208v out, 60Hz, UL924 EM Lighting Inverter, UPS System. Includes: Main Input, Main Output Circuit Breakers, Internal Make Before Break Maintenance Bypass, (5) Form "C" Contacts, Batteries for 15kW, Powerwave, 90 min backup at full load. Dimentions: 51"W x 30.5"D x 70"H | N/A | 15 | N/A | 10 | 40755.5 | 5
NV15KW208/240 | 15kW, 208v in, 240v out, 60Hz, UL924 EM Lighting Inverter, UPS System. Includes: Main Input, Main Output Circuit Breakers, Internal Make Before Break Maintenance Bypass, (5) Form "C" Contacts, Batteries for 15kW, Powerwave, 90 min backup at full load. Dimentions: 51"W x 30.5"D x 70"H | N/A | 15 | N/A | 10 | 40755.5 | 5
NV15KW208/277 | 15kW, 208v in, 277v out, 60Hz, UL924 EM Lighting Inverter, UPS System. Includes: Main Input, Main Output Circuit Breakers, Internal Make Before Break Maintenance Bypass, (5) Form "C" Contacts, Batteries for 15kW, Powerwave, 90 min backup at full load. Dimentions: 51"W x 30.5"D x 70"H | N/A | 15 | N/A | 10 | 40755.5 | 5
NV15KW240/120 | 15kW, 240v in, 120v out, 60Hz, UL924 EM Lighting Inverter, UPS System. Includes: Main Input, Main Output Circuit Breakers, Internal Make Before Break Maintenance Bypass, (5) Form "C" Contacts, Batteries for 15kW, Powerwave, 90 min backup at full load. Dimentions: 51"W x 30.5"D x 70"H | N/A | 15 | N/A | 10 | 40755.5 | 5
NV15KW240/208 | 15kW, 240v in, 208v out, 60Hz, UL924 EM Lighting Inverter, UPS System. Includes: Main Input, Main Output Circuit Breakers, Internal Make Before Break Maintenance Bypass, (5) Form "C" Contacts, Batteries for 15kW, Powerwave, 90 min backup at full load. Dimentions: 51"W x 30.5"D x 70"H | N/A | 15 | N/A | 10 | 40755.5 | 5
NV15KW240/240 | 15kW, 240v in, 240v out, 60Hz, UL924 EM Lighting Inverter, UPS System. Includes: Main Input, Main Output Circuit Breakers, Internal Make Before Break Maintenance Bypass, (5) Form "C" Contacts, Batteries for 15kW, Powerwave, 90 min backup at full load. Dimentions: 51"W x 30.5"D x 70"H | N/A | 15 | N/A | 10 | 40755.5 | 5
NV15KW240/277 | 15kW, 240v in, 277v out, 60Hz, UL924 EM Lighting Inverter, UPS System. Includes: Main Input, Main Output Circuit Breakers, Internal Make Before Break Maintenance Bypass, (5) Form "C" Contacts, Batteries for 15kW, Powerwave, 90 min backup at full load. Dimentions: 51"W x 30.5"D x 70"H | N/A | 15 | N/A | 10 | 40755.5 | 5
NV15KW277/120 | 15kW, 277v in, 120v out, 60Hz, UL924 EM Lighting Inverter, UPS System. Includes: Main Input, Main Output Circuit Breakers, Internal Make Before Break Maintenance Bypass, (5) Form "C" Contacts, Batteries for 15kW, Powerwave, 90 min backup at full load. Dimentions: 51"W x 30.5"D x 70"H | N/A | 15 | N/A | 10 | 40755.5 | 5
NV15KW277/208 | 15kW, 277v in, 208v out, 60Hz, UL924 EM Lighting Inverter, UPS System. Includes: Main Input, Main Output Circuit Breakers, Internal Make Before Break Maintenance Bypass, (5) Form "C" Contacts, Batteries for 15kW, Powerwave, 90 min backup at full load. Dimentions: 51"W x 30.5"D x 70"H | N/A | 15 | N/A | 10 | 40755.5 | 5
NV15KW277/240 | 15kW, 277v in, 240v out, 60Hz, UL924 EM Lighting Inverter, UPS System. Includes: Main Input, Main Output Circuit Breakers, Internal Make Before Break Maintenance Bypass, (5) Form "C" Contacts, Batteries for 15kW, Powerwave, 90 min backup at full load. Dimentions: 51"W x 30.5"D x 70"H | N/A | 15 | N/A | 10 | 40755.5 | 5
NV15KW277/277 | 15kW, 277v in, 277v out, 60Hz, UL924 EM Lighting Inverter, UPS System. Includes: Main Input, Main Output Circuit Breakers, Internal Make Before Break Maintenance Bypass, (5) Form "C" Contacts, Batteries for 15kW, Powerwave, 90 min backup at full load. Dimentions: 51"W x 30.5"D x 70"H | N/A | 15 | N/A | 10 | 40755.5 | 5
NV17KW120/120 | 17kW, 120v in, 120v out, 60Hz, UL924 EM Lighting Inverter, UPS System. Includes: Main Input, Main Output Circuit Breakers, Internal Make Before Break Maintenance Bypass, (5) Form "C" Contacts, Batteries for 17kW, Powerwave, 90 min backup at full load. Dimentions: 51"W x 30.5"D x 70"H | N/A | 15 | N/A | 10 | 45349.1 | 5
NV17KW120/208 | 17kW, 120v in, 208v out, 60Hz, UL924 EM Lighting Inverter, UPS System. Includes: Main Input, Main Output Circuit Breakers, Internal Make Before Break Maintenance Bypass, (5) Form "C" Contacts, Batteries for 17kW, Powerwave, 90 min backup at full load. Dimentions: 51"W x 30.5"D x 70"H | N/A | 15 | N/A | 10 | 45349.1 | 5
NV17KW120/240 | 17kW, 120v in, 240v out, 60Hz, UL924 EM Lighting Inverter, UPS System. Includes: Main Input, Main Output Circuit Breakers, Internal Make Before Break Maintenance Bypass, (5) Form "C" Contacts, Batteries for 17kW, Powerwave, 90 min backup at full load. Dimentions: 51"W x 30.5"D x 70"H | N/A | 15 | N/A | 10 | 45349.1 | 5
NV17KW120/277 | 17kW, 120v in, 277v out, 60Hz, UL924 EM Lighting Inverter, UPS System. Includes: Main Input, Main Output Circuit Breakers, Internal Make Before Break Maintenance Bypass, (5) Form "C" Contacts, Batteries for 17kW, Powerwave, 90 min backup at full load. Dimentions: 51"W x 30.5"D x 70"H | N/A | 15 | N/A | 10 | 45349.1 | 5
NV17KW208/120 | 17kW, 208v in, 120v out, 60Hz, UL924 EM Lighting Inverter, UPS System. Includes: Main Input, Main Output Circuit Breakers, Internal Make Before Break Maintenance Bypass, (5) Form "C" Contacts, Batteries for 17kW, Powerwave, 90 min backup at full load. Dimentions: 51"W x 30.5"D x 70"H | N/A | 15 | N/A | 10 | 45349.1 | 5
NV17KW208/208 | 17kW, 208v in, 208v out, 60Hz, UL924 EM Lighting Inverter, UPS System. Includes: Main Input, Main Output Circuit Breakers, Internal Make Before Break Maintenance Bypass, (5) Form "C" Contacts, Batteries for 17kW, Powerwave, 90 min backup at full load. Dimentions: 51"W x 30.5"D x 70"H | N/A | 15 | N/A | 10 | 45349.1 | 5
NV17KW208/240 | 17kW, 208v in, 240v out, 60Hz, UL924 EM Lighting Inverter, UPS System. Includes: Main Input, Main Output Circuit Breakers, Internal Make Before Break Maintenance Bypass, (5) Form "C" Contacts, Batteries for 17kW, Powerwave, 90 min backup at full load. Dimentions: 51"W x 30.5"D x 70"H | N/A | 15 | N/A | 10 | 45349.1 | 5
NV17KW208/277 | 17kW, 208v in, 277v out, 60Hz, UL924 EM Lighting Inverter, UPS System. Includes: Main Input, Main Output Circuit Breakers, Internal Make Before Break Maintenance Bypass, (5) Form "C" Contacts, Batteries for 17kW, Powerwave, 90 min backup at full load. Dimentions: 51"W x 30.5"D x 70"H | N/A | 15 | N/A | 10 | 45349.1 | 5
NV17KW240/120 | 17kW, 240v in, 120v out, 60Hz, UL924 EM Lighting Inverter, UPS System. Includes: Main Input, Main Output Circuit Breakers, Internal Make Before Break Maintenance Bypass, (5) Form "C" Contacts, Batteries for 17kW, Powerwave, 90 min backup at full load. Dimentions: 51"W x 30.5"D x 70"H | N/A | 15 | N/A | 10 | 45349.1 | 5
NV17KW240/208 | 17kW, 240v in, 208v out, 60Hz, UL924 EM Lighting Inverter, UPS System. Includes: Main Input, Main Output Circuit Breakers, Internal Make Before Break Maintenance Bypass, (5) Form "C" Contacts, Batteries for 17kW, Powerwave, 90 min backup at full load. Dimentions: 51"W x 30.5"D x 70"H | N/A | 15 | N/A | 10 | 45349.1 | 5
NV17KW240/240 | 17kW, 240v in, 240v out, 60Hz, UL924 EM Lighting Inverter, UPS System. Includes: Main Input, Main Output Circuit Breakers, Internal Make Before Break Maintenance Bypass, (5) Form "C" Contacts, Batteries for 17kW, Powerwave, 90 min backup at full load. Dimentions: 51"W x 30.5"D x 70"H | N/A | 15 | N/A | 10 | 45349.1 | 5
NV17KW240/277 | 17kW, 240v in, 277v out, 60Hz, UL924 EM Lighting Inverter, UPS System. Includes: Main Input, Main Output Circuit Breakers, Internal Make Before Break Maintenance Bypass, (5) Form "C" Contacts, Batteries for 17kW, Powerwave, 90 min backup at full load. Dimentions: 51"W x 30.5"D x 70"H | N/A | 15 | N/A | 10 | 45349.1 | 5
NV17KW277/120 | 17kW, 277v in, 120v out, 60Hz, UL924 EM Lighting Inverter, UPS System. Includes: Main Input, Main Output Circuit Breakers, Internal Make Before Break Maintenance Bypass, (5) Form "C" Contacts, Batteries for 17kW, Powerwave, 90 min backup at full load. Dimentions: 51"W x 30.5"D x 70"H | N/A | 15 | N/A | 10 | 45349.1 | 5
NV17KW277/208 | 17kW, 277v in, 208v out, 60Hz, UL924 EM Lighting Inverter, UPS System. Includes: Main Input, Main Output Circuit Breakers, Internal Make Before Break Maintenance Bypass, (5) Form "C" Contacts, Batteries for 17kW, Powerwave, 90 min backup at full load. Dimentions: 51"W x 30.5"D x 70"H | N/A | 15 | N/A | 10 | 45349.1 | 5
NV17KW277/240 | 17kW, 277v in, 240v out, 60Hz, UL924 EM Lighting Inverter, UPS System. Includes: Main Input, Main Output Circuit Breakers, Internal Make Before Break Maintenance Bypass, (5) Form "C" Contacts, Batteries for 17kW, Powerwave, 90 min backup at full load. Dimentions: 51"W x 30.5"D x 70"H | N/A | 15 | N/A | 10 | 45349.1 | 5
NV17KW277/277 | 17kW, 277v in, 277v out, 60Hz, UL924 EM Lighting Inverter, UPS System. Includes: Main Input, Main Output Circuit Breakers, Internal Make Before Break Maintenance Bypass, (5) Form "C" Contacts, Batteries for 17kW, Powerwave, 90 min backup at full load. Dimentions: 51"W x 30.5"D x 70"H | N/A | 15 | N/A | 10 | 45349.1 | 5
NV6KW120/120/240 | 6kW, 120v in, 120/240v out, 60Hz, UL924 EM Lighting Inverter, UPS System. Includes: Main Input, Main Output Circuit Breakers, Internal Make Before Break Maintenance Bypass, (5) Form "C" Contacts, Batteries for 6kW, Powerwave, 90 min backup at full load. Dimensions: 39"W x 18"D x 68"H | N/A | 15 | N/A | 10 | 24132.8 | 5
NV6KW120/120/277 | 6kW, 120v in, 120/277v out, 60Hz, UL924 EM Lighting Inverter, UPS System. Includes: Main Input, Main Output Circuit Breakers, Internal Make Before Break Maintenance Bypass, (5) Form "C" Contacts, Batteries for 6kW, Powerwave, 90 min backup at full load. Dimensions: 39"W x 18"D x 68"H | N/A | 15 | N/A | 10 | 24132.8 | 5
NV6KW208/120/240 | 6kW, 208v in, 120/240v out, 60Hz, UL924 EM Lighting Inverter, UPS System. Includes: Main Input, Main Output Circuit Breakers, Internal Make Before Break Maintenance Bypass, (5) Form "C" Contacts, Batteries for 6kW, Powerwave, 90 min backup at full load. Dimensions: 39"W x 18"D x 68"H | N/A | 15 | N/A | 10 | 24132.8 | 5
NV6KW208/120/277 | 6kW, 208v in, 120/277v out, 60Hz, UL924 EM Lighting Inverter, UPS System. Includes: Main Input, Main Output Circuit Breakers, Internal Make Before Break Maintenance Bypass, (5) Form "C" Contacts, Batteries for 6kW, Powerwave, 90 min backup at full load. Dimensions: 39"W x 18"D x 68"H | N/A | 15 | N/A | 10 | 24132.8 | 5
NV6KW240/120/240 | 6kW, 240v in, 120/240v out, 60Hz, UL924 EM Lighting Inverter, UPS System. Includes: Main Input, Main Output Circuit Breakers, Internal Make Before Break Maintenance Bypass, (5) Form "C" Contacts, Batteries for 6kW, Powerwave, 90 min backup at full load. Dimensions: 39"W x 18"D x 68"H | N/A | 15 | N/A | 10 | 24132.8 | 5
NV6KW240/120/277 | 6kW, 240v in, 120/277v out, 60Hz, UL924 EM Lighting Inverter, UPS System. Includes: Main Input, Main Output Circuit Breakers, Internal Make Before Break Maintenance Bypass, (5) Form "C" Contacts, Batteries for 6kW, Powerwave, 90 min backup at full load. Dimensions: 39"W x 18"D x 68"H | N/A | 15 | N/A | 10 | 24132.8 | 5
NV6KW277/120/240 | 6kW, 277v in, 120/240v out, 60Hz, UL924 EM Lighting Inverter, UPS System. Includes: Main Input, Main Output Circuit Breakers, Internal Make Before Break Maintenance Bypass, (5) Form "C" Contacts, Batteries for 6kW, Powerwave, 90 min backup at full load. Dimensions: 39"W x 18"D x 68"H | N/A | 15 | N/A | 10 | 24132.8 | 5
NV6KW277/120/277 | 6kW, 277v in, 120/277v out, 60Hz, UL924 EM Lighting Inverter, UPS System. Includes: Main Input, Main Output Circuit Breakers, Internal Make Before Break Maintenance Bypass, (5) Form "C" Contacts, Batteries for 6kW, Powerwave, 90 min backup at full load. Dimensions: 39"W x 18"D x 68"H | N/A | 15 | N/A | 10 | 24132.8 | 5
NV8KW120/120/240 | 8kW, 120v in, 120/240v out, 60Hz, UL924 EM Lighting Inverter, UPS System. Includes: Main Input, Main Output Circuit Breakers, Internal Make Before Break Maintenance Bypass, (5) Form "C" Contacts, Batteries for 8kW, Powerwave, 90 min backup at full load. Dimensions: 39"W x 18"D x 68"H | N/A | 15 | N/A | 10 | 28619.6 | 5
NV8KW120/120/277 | 8kW, 120v in, 120/277v out, 60Hz, UL924 EM Lighting Inverter, UPS System. Includes: Main Input, Main Output Circuit Breakers, Internal Make Before Break Maintenance Bypass, (5) Form "C" Contacts, Batteries for 8kW, Powerwave, 90 min backup at full load. Dimensions: 39"W x 18"D x 68"H | N/A | 15 | N/A | 10 | 28619.6 | 5
NV8KW208/120/240 | 8kW, 208v in, 120/240v out, 60Hz, UL924 EM Lighting Inverter, UPS System. Includes: Main Input, Main Output Circuit Breakers, Internal Make Before Break Maintenance Bypass, (5) Form "C" Contacts, Batteries for 8kW, Powerwave, 90 min backup at full load. Dimensions: 39"W x 18"D x 68"H | N/A | 15 | N/A | 10 | 28619.6 | 5
NV8KW208/120/277 | 8kW, 208v in, 120/277v out, 60Hz, UL924 EM Lighting Inverter, UPS System. Includes: Main Input, Main Output Circuit Breakers, Internal Make Before Break Maintenance Bypass, (5) Form "C" Contacts, Batteries for 8kW, Powerwave, 90 min backup at full load. Dimensions: 39"W x 18"D x 68"H | N/A | 15 | N/A | 10 | 28619.6 | 5
NV8KW240/120/240 | 8kW, 240v in, 120/240v out, 60Hz, UL924 EM Lighting Inverter, UPS System. Includes: Main Input, Main Output Circuit Breakers, Internal Make Before Break Maintenance Bypass, (5) Form "C" Contacts, Batteries for 8kW, Powerwave, 90 min backup at full load. Dimensions: 39"W x 18"D x 68"H | N/A | 15 | N/A | 10 | 28619.6 | 5
NV8KW240/120/277 | 8kW, 240v in, 120/277v out, 60Hz, UL924 EM Lighting Inverter, UPS System. Includes: Main Input, Main Output Circuit Breakers, Internal Make Before Break Maintenance Bypass, (5) Form "C" Contacts, Batteries for 8kW, Powerwave, 90 min backup at full load. Dimensions: 39"W x 18"D x 68"H | N/A | 15 | N/A | 10 | 28619.6 | 5
NV8KW277/120/240 | 8kW, 277v in, 120/240v out, 60Hz, UL924 EM Lighting Inverter, UPS System. Includes: Main Input, Main Output Circuit Breakers, Internal Make Before Break Maintenance Bypass, (5) Form "C" Contacts, Batteries for 8kW, Powerwave, 90 min backup at full load. Dimensions: 39"W x 18"D x 68"H | N/A | 15 | N/A | 10 | 28619.6 | 5
NV8KW277/120/277 | 8kW, 277v in, 120/277v out, 60Hz, UL924 EM Lighting Inverter, UPS System. Includes: Main Input, Main Output Circuit Breakers, Internal Make Before Break Maintenance Bypass, (5) Form "C" Contacts, Batteries for 8kW, Powerwave, 90 min backup at full load. Dimensions: 39"W x 18"D x 68"H | N/A | 15 | N/A | 10 | 28619.6 | 5
NV10KW120/120/240 | 10kW, 120v in, 120/240v out, 60Hz, UL924 EM Lighting Inverter, UPS System. Includes: Main Input, Main Output Circuit Breakers, Internal Make Before Break Maintenance Bypass, (5) Form "C" Contacts, Batteries for 10kW, Powerwave, 90 min backup at full load. Dimensions: 50"W x 30.5"D x 70"H | N/A | 15 | N/A | 10 | 31434.5 | 5
NV10KW120/120/277 | 10kW, 120v in, 120/277v out, 60Hz, UL924 EM Lighting Inverter, UPS System. Includes: Main Input, Main Output Circuit Breakers, Internal Make Before Break Maintenance Bypass, (5) Form "C" Contacts, Batteries for 10kW, Powerwave, 90 min backup at full load. Dimensions: 50"W x 30.5"D x 70"H | N/A | 15 | N/A | 10 | 31434.5 | 5
NV10KW208/120/240 | 10kW, 208v in, 120/240v out, 60Hz, UL924 EM Lighting Inverter, UPS System. Includes: Main Input, Main Output Circuit Breakers, Internal Make Before Break Maintenance Bypass, (5) Form "C" Contacts, Batteries for 10kW, Powerwave, 90 min backup at full load. Dimensions: 50"W x 30.5"D x 70"H | N/A | 15 | N/A | 10 | 31434.5 | 5
NV10KW208/120/277 | 10kW, 208v in, 120/277v out, 60Hz, UL924 EM Lighting Inverter, UPS System. Includes: Main Input, Main Output Circuit Breakers, Internal Make Before Break Maintenance Bypass, (5) Form "C" Contacts, Batteries for 10kW, Powerwave, 90 min backup at full load. Dimensions: 50"W x 30.5"D x 70"H | N/A | 15 | N/A | 10 | 31434.5 | 5
NV10KW240/120/240 | 10kW, 240v in, 120/240v out, 60Hz, UL924 EM Lighting Inverter, UPS System. Includes: Main Input, Main Output Circuit Breakers, Internal Make Before Break Maintenance Bypass, (5) Form "C" Contacts, Batteries for 10kW, Powerwave, 90 min backup at full load. Dimensions: 50"W x 30.5"D x 70"H | N/A | 15 | N/A | 10 | 31434.5 | 5
NV10KW240/120/277 | 10kW, 240v in, 120/277v out, 60Hz, UL924 EM Lighting Inverter, UPS System. Includes: Main Input, Main Output Circuit Breakers, Internal Make Before Break Maintenance Bypass, (5) Form "C" Contacts, Batteries for 10kW, Powerwave, 90 min backup at full load. Dimensions: 50"W x 30.5"D x 70"H | N/A | 15 | N/A | 10 | 31434.5 | 5
NV10KW277/120/240 | 10kW, 277v in, 120/240v out, 60Hz, UL924 EM Lighting Inverter, UPS System. Includes: Main Input, Main Output Circuit Breakers, Internal Make Before Break Maintenance Bypass, (5) Form "C" Contacts, Batteries for 10kW, Powerwave, 90 min backup at full load. Dimensions: 50"W x 30.5"D x 70"H | N/A | 15 | N/A | 10 | 31434.5 | 5
NV10KW277/120/277 | 10kW, 277v in, 120/277v out, 60Hz, UL924 EM Lighting Inverter, UPS System. Includes: Main Input, Main Output Circuit Breakers, Internal Make Before Break Maintenance Bypass, (5) Form "C" Contacts, Batteries for 10kW, Powerwave, 90 min backup at full load. Dimensions: 50"W x 30.5"D x 70"H | N/A | 15 | N/A | 10 | 31434.5 | 5
NV15KW120/120/240 | 15kW, 120v in, 120/240v out, 60Hz, UL924 EM Lighting Inverter, UPS System. Includes: Main Input, Main Output Circuit Breakers, Internal Make Before Break Maintenance Bypass, (5) Form "C" Contacts, Batteries for 15kW, Powerwave, 90 min backup at full load. Dimensions: 51"W x 30.5"D x 70"H | N/A | 15 | N/A | 10 | 42721 | 5
NV15KW120/120/277 | 15kW, 120v in, 120/277v out, 60Hz, UL924 EM Lighting Inverter, UPS System. Includes: Main Input, Main Output Circuit Breakers, Internal Make Before Break Maintenance Bypass, (5) Form "C" Contacts, Batteries for 15kW, Powerwave, 90 min backup at full load. Dimensions: 51"W x 30.5"D x 70"H | N/A | 15 | N/A | 10 | 42721 | 5
NV15KW208/120/240 | 15kW, 208v in, 120/240v out, 60Hz, UL924 EM Lighting Inverter, UPS System. Includes: Main Input, Main Output Circuit Breakers, Internal Make Before Break Maintenance Bypass, (5) Form "C" Contacts, Batteries for 15kW, Powerwave, 90 min backup at full load. Dimensions: 51"W x 30.5"D x 70"H | N/A | 15 | N/A | 10 | 42721 | 5
NV15KW208/120/277 | 15kW, 208v in, 120/277v out, 60Hz, UL924 EM Lighting Inverter, UPS System. Includes: Main Input, Main Output Circuit Breakers, Internal Make Before Break Maintenance Bypass, (5) Form "C" Contacts, Batteries for 15kW, Powerwave, 90 min backup at full load. Dimensions:51"W x 30.5"D x 70"H | N/A | 15 | N/A | 10 | 42721 | 5
NV15KW240/120/240 | 15kW, 240v in, 120/240v out, 60Hz, UL924 EM Lighting Inverter, UPS System. Includes: Main Input, Main Output Circuit Breakers, Internal Make Before Break Maintenance Bypass, (5) Form "C" Contacts, Batteries for 15kW, Powerwave, 90 min backup at full load. Dimensions: 51"W x 30.5"D x 70"H | N/A | 15 | N/A | 10 | 42721 | 5
NV15KW240/120/277 | 15kW, 240v in, 120/277v out, 60Hz, UL924 EM Lighting Inverter, UPS System. Includes: Main Input, Main Output Circuit Breakers, Internal Make Before Break Maintenance Bypass, (5) Form "C" Contacts, Batteries for 15kW, Powerwave, 90 min backup at full load. Dimensions: 51"W x 30.5"D x 70"H | N/A | 15 | N/A | 10 | 42721 | 5
NV15KW277/120/240 | 15kW, 277v in, 120/240v out, 60Hz, UL924 EM Lighting Inverter, UPS System. Includes: Main Input, Main Output Circuit Breakers, Internal Make Before Break Maintenance Bypass, (5) Form "C" Contacts, Batteries for 15kW, Powerwave, 90 min backup at full load. Dimensions: 51"W x 30.5"D x 70"H | N/A | 15 | N/A | 10 | 42721 | 5
NV15KW277/120/277 | 15kW, 277v in, 120/277v out, 60Hz, UL924 EM Lighting Inverter, UPS System. Includes: Main Input, Main Output Circuit Breakers, Internal Make Before Break Maintenance Bypass, (5) Form "C" Contacts, Batteries for 15kW, Powerwave, 90 min backup at full load. Dimensions: 51"W x 30.5"D x 70"H | N/A | 15 | N/A | 10 | 42721 | 5
NV17KW120/120/240 | 17kW, 120v in, 120/240v out, 60Hz, UL924 EM Lighting Inverter, UPS System. Includes: Main Input, Main Output Circuit Breakers, Internal Make Before Break Maintenance Bypass, (5) Form "C" Contacts, Batteries for 17kW, Powerwave, 90 min backup at full load. Dimensions: 51"W x 30.5"D x 70"H | N/A | 15 | N/A | 10 | 47560.4 | 5
NV17KW120/120/277 | 17kW, 120v in, 120/277v out, 60Hz, UL924 EM Lighting Inverter, UPS System. Includes: Main Input, Main Output Circuit Breakers, Internal Make Before Break Maintenance Bypass, (5) Form "C" Contacts, Batteries for 17kW, Powerwave, 90 min backup at full load. Dimensions: 51"W x 30.5"D x 70"H | N/A | 15 | N/A | 10 | 47560.4 | 5
NV17KW208/120/240 | 17kW, 208v in, 120/240v out, 60Hz, UL924 EM Lighting Inverter, UPS System. Includes: Main Input, Main Output Circuit Breakers, Internal Make Before Break Maintenance Bypass, (5) Form "C" Contacts, Batteries for 17kW, Powerwave, 90 min backup at full load. Dimensions: 51"W x 30.5"D x 70"H | N/A | 15 | N/A | 10 | 47560.4 | 5
NV17KW208/120/277 | 17kW, 208v in, 120/277v out, 60Hz, UL924 EM Lighting Inverter, UPS System. Includes: Main Input, Main Output Circuit Breakers, Internal Make Before Break Maintenance Bypass, (5) Form "C" Contacts, Batteries for 17kW, Powerwave, 90 min backup at full load. Dimensions:51"W x 30.5"D x 70"H | N/A | 15 | N/A | 10 | 47560.4 | 5
NV17KW240/120/240 | 17kW, 240v in, 120/240v out, 60Hz, UL924 EM Lighting Inverter, UPS System. Includes: Main Input, Main Output Circuit Breakers, Internal Make Before Break Maintenance Bypass, (5) Form "C" Contacts, Batteries for 17kW, Powerwave, 90 min backup at full load. Dimensions: 51"W x 30.5"D x 70"H | N/A | 15 | N/A | 10 | 47560.4 | 5
NV17KW240/120/277 | 17kW, 240v in, 120/277v out, 60Hz, UL924 EM Lighting Inverter, UPS System. Includes: Main Input, Main Output Circuit Breakers, Internal Make Before Break Maintenance Bypass, (5) Form "C" Contacts, Batteries for 17kW, Powerwave, 90 min backup at full load. Dimensions: 51"W x 30.5"D x 70"H | N/A | 15 | N/A | 10 | 47560.4 | 5
NV17KW277/120/240 | 17kW, 277v in, 120/240v out, 60Hz, UL924 EM Lighting Inverter, UPS System. Includes: Main Input, Main Output Circuit Breakers, Internal Make Before Break Maintenance Bypass, (5) Form "C" Contacts, Batteries for 17kW, Powerwave, 90 min backup at full load. Dimensions: 51"W x 30.5"D x 70"H | N/A | 15 | N/A | 10 | 47560.4 | 5
NV17KW277/120/277 | 17kW, 277v in, 120/277v out, 60Hz, UL924 EM Lighting Inverter, UPS System. Includes: Main Input, Main Output Circuit Breakers, Internal Make Before Break Maintenance Bypass, (5) Form "C" Contacts, Batteries for 17kW, Powerwave, 90 min backup at full load. Dimensions: 51"W x 30.5"D x 70"H | N/A | 15 | N/A | 10 | 47560.4 | 5
NV-BEGBK# | Internal Aux 20A Single phase in rail breakers (6kw & 8kw - 12 max breakers) (10kw,15kw,17kw - 24 max breakers) | N/A | 15 | N/A | 10 | 73.6 | 5
NV-BEGZ4SB | Zone 4 Seismic Bracing (pair) | N/A | 15 | N/A | 10 | 964.3 | 5
NV-BEGRSP | Remote Status Panel unit with audio | N/A | 15 | N/A | 10 | 1789.4 | 5
NV-BEGLEL | Local Event Logging (at unit display) | N/A | 15 | N/A | 10 | 1664.6 | 5
NV-BEGREL | Remote Event Logging via SNMP | N/A | 15 | N/A | 10 | 1918.4 | 5
NV-NV6K&NV8K-FactoryStart-up | ON-SITE - Start-up/Telephone Assisted Start-up Service MUST be completed by OnLine Power’s service company (Power Services) to validate the Warranty. Failure to follow proper start-up and turn on procedures WILL VOID THE WARRANTY | N/A | 15 | N/A | 10 | contact factory | 5
NV-NV10K-FactoryStart-up | ON-SITE - Start-up/Telephone Assisted Start-up Service MUST be completed by OnLine Power’s service company (Power Services) to validate the Warranty. Failure to follow proper start-up and turn on procedures WILL VOID THE WARRANTY | N/A | 15 | N/A | 10 | contact factory | 5
NV-NV15K&NV17K-FactoryStart-up | ON-SITE - Start-up/Telephone Assisted Start-up Service MUST be completed by OnLine Power’s service company (Power Services) to validate the Warranty. Failure to follow proper start-up and turn on procedures WILL VOID THE WARRANTY | N/A | 15 | N/A | 10 | contact factory | 5
VSTM20W12V120/277V(Ni-Cd) | Micro inverter, 20W/12VA of LED, fluorescent or incandescent loads, Ni-Cd | 463.9 | 15 | 403.6 | 10 | 363.2 | 5
VSTM32W12V120/277V | Micro inverter, 32W/12VA of LED, fluorescent or incandescent loads | 399.2 | 15 | 347.3 | 10 | 312.6 | 5
VSTM35W12V120/277V(Ni-Cd) | Micro inverter, 35W/12VA of LED, fluorescent or incandescent loads, Ni-Cd | 608.7 | 15 | 529.6 | 10 | 476.6 | 5
VSTM55W12V120/277V | Micro inverter, 55W/12VA of LED, fluorescent or incandescent loads | 466.4 | 15 | 405.8 | 10 | 365.2 | 5
VSTM-AT | autotest | 59.8 | 15 | 59.8 | 10 | 59.8 | 5
VSTM-CC | custom color | 109.3 | 15 | 109.3 | 10 | 109.3 | 5
VSTM-CEC | Title 20 compliant | 49.5 | 15 | 49.5 | 10 | 49.5 | 5
VSTM-RK | recess mount housing | 55.2 | 15 | 55.2 | 10 | 55.2 | 5
VSTM-RTS | Remote test switch | 16.8 | 15 | 16.8 | 10 | 16.8 | 5
VSTM-TB | plenum rated ceiling t-bar mount housing | 109.3 | 15 | 109.3 | 10 | 109.3 | 5
VST55W125VAUNV24V | 55W, 125VA, incandescent, fluorescent, induction and LED loads, Ni-Cd | 664.7 | 15 | 578.3 | 10 | 520.5 | 5
VST110W125VAUNV24V | 110W, 125VA, incandescent, fluorescent, induction and LED loads | 734.3 | 15 | 638.8 | 10 | 574.9 | 5
VST110W250VAUNV48V | 110W, 250VA, incandescent, fluorescent, induction and LED loads, Ni-Cd | 876.8 | 15 | 762.8 | 10 | 686.5 | 5
VST220W250VAUNV48V | 220W, 250VA, incandescent, fluorescent, induction and LED loads | 1013.8 | 15 | 882 | 10 | 793.8 | 5
VST-4C | 4 output circuit switching | 261.1 | 15 | 261.1 | 10 | 261.1 | 5
VST-AO | adjustable output | 222 | 15 | 222 | 10 | 222 | 5
VST-AT | autotest | 84 | 15 | 84 | 10 | 84 | 5
VST-CC | custom color | 134.6 | 15 | 134.6 | 10 | 134.6 | 5
VST-CEC | Title 20 compliant | 72.5 | 15 | 72.5 | 10 | 72.5 | 5
VST-RK | recess mount housing | 48.3 | 15 | 48.3 | 10 | 48.3 | 5
VST-RTS | Remote test switch | 16.8 | 15 | 16.8 | 10 | 16.8 | 5
VST-TB | plenum rated ceiling t-bar mount housing | 84 | 15 | 84 | 10 | 84 | 5
VSTMX375W375VAUNV60V | 375W, 375VA, incandescent, fluorescent, induction and LED loads | 1974 | 15 | 1717.4 | 10 | 1545.7 | 5
VSTMX600W600VAUNV96V | 600W, 600VA, incandescent, fluorescent, induction and LED loads | 2610.7 | 15 | 2271.3 | 10 | 2044.2 | 5
VSTMX-4C | 4 output circuit switching | 259.9 | 15 | 259.9 | 10 | 259.9 | 5
VSTMX-AO | adjustable output | 236.9 | 15 | 236.9 | 10 | 236.9 | 5
VSTMX-AT | autotest | 108.1 | 15 | 108.1 | 10 | 108.1 | 5
VSTMX-CC | custom color | 155.3 | 15 | 155.3 | 10 | 155.3 | 5
VSTMX-IC | input circuit breaker | 71.3 | 15 | 71.3 | 10 | 71.3 | 5
VSTMX-OC1 | output breaker x1 | 71.3 | 15 | 71.3 | 10 | 71.3 | 5
VSTMX-OC2 | output breaker x2 | 132.3 | 15 | 132.3 | 10 | 132.3 | 5
VSTPM750U | Inverter, Vesta Pro Max, 750W, 120/120V or 277/277V input/output | 3118.2 | 15 | 2712.8 | 10 | 2441.5 | 5
VSTPM950U | Inverter, Vesta Pro Max, 950W, 120/120V or 277/277V input/output | 3738.4 | 15 | 3252.4 | 10 | 2927.2 | 5
VSTPM1150U | Inverter, Vesta Pro Max, 1150W, 120/120V or 277/277V input/output | 4410.5 | 15 | 3837.1 | 10 | 3453.4 | 5
VSTPM-4CK | 4 output circuit switching (not available with AO) | 254 | 15 | 254 | 10 | 254 | 5
VSTPM-AO | adjustable output/ dimmer bypass 750W (not available with 4CK) | 257 | 15 | 257 | 10 | 257 | 5
VSTPM-AO | adjustable output/ dimmer bypass 950W (not available with 4CK) | 356.5 | 15 | 356.5 | 10 | 356.5 | 5
VSTPM-AO | adjustable output/ dimmer bypass 1150W (not available with 4CK) | 778 | 15 | 778 | 10 | 778 | 5
VSTPM-AT | autotest 750W | 95.5 | 15 | 95.5 | 10 | 95.5 | 5
VSTPM-AT | autotest 950W | 138 | 15 | 138 | 10 | 138 | 5
VSTPM-AT | autotest 1150W | 164.5 | 15 | 164.5 | 10 | 164.5 | 5
VSTPM-CC | custom color housing | 506 | 15 | 506 | 10 | 506 | 5
VSTPM-ICB1 | 1 input breaker | 126.5 | 15 | 126.5 | 10 | 126.5 | 5
VSTPM-ICB2 | 2 input breakers | 253 | 15 | 253 | 10 | 253 | 5
VSTPM-ICB3 | 3 input breakers | 379.5 | 15 | 379.5 | 10 | 379.5 | 5
VSTPM-ICB4 | 4 input breakers | 506 | 15 | 506 | 10 | 506 | 5
VSTPM-ICB5 | 5 input breakers | 632.5 | 15 | 632.5 | 10 | 632.5 | 5
VSTPM-ICB6 | 6 input breakers | 759 | 15 | 759 | 10 | 759 | 5
VSTPM-OCB1 | one output breaker | 71 | 15 | 71 | 10 | 71 | 5
VSTPM-OCB2 | two output breakers | 140 | 15 | 140 | 10 | 140 | 5
VSTPM-OCB3 | three output breakers | 200 | 15 | 200 | 10 | 200 | 5
VSTPM-OCB4 | four output breakers | 260 | 15 | 260 | 10 | 260 | 5
VSTPM-OCB5 | five output breakers | 325 | 15 | 325 | 10 | 325 | 5
VSTPM-OCB6 | six output breakers | 390 | 15 | 390 | 10 | 390 | 5
VST-WG9DX20LX19WWHT | wireguard, 9"D X 20"L X 19"W, white (RBOU wall, RBOC wall, BRV, WLXE wall, VST375) | 84.3 | 15 | 73.3 | 10 | 66 | 5
VST-WG9DX26LX19WWHT | wireguard, 9"D X 26"L X 19"W, white (VST600) | 97.4 | 15 | 84.7 | 10 | 76.2 | 5
VST-WG6DX16.5LX14WWHT | wireguard, 6"D X 16.5"L X 14"W, white (OL2 surface wall, CRV recessed wall, ESL surface, EVR wall, FTZC wall, VE wall, FTZ wall, VST MINI wall, VSTM wall, PCHA wall, EPX wall, EPC wall) | 75.2 | 15 | 65.4 | 10 | 58.9 | 5
LC1EHTLR1 | AC only, single face, red LED | 76.7 | 15 | 66.7 | 10 | 60 | 5
LC1EHTLR2 | AC only, double face, red LED | 90.7 | 15 | 78.9 | 10 | 71 | 5
LC1EHTLRU | AC only, universal face, red LED | 104.7 | 15 | 91.1 | 10 | 82 | 5
LC1EHTLG1 | AC only, single face, green LED | 76.7 | 15 | 66.7 | 10 | 60 | 5
LC1EHTLG2 | AC only, double face, green LED | 90.7 | 15 | 78.9 | 10 | 71 | 5
LC1EHTLGU | AC only, universal face, green LED | 104.7 | 15 | 91.1 | 10 | 82 | 5
LC1ESALR1 | Ni-Cd battery, single face, red LED | 81.7 | 15 | 71.1 | 10 | 64 | 5
LC1ESALR2 | Ni-Cd battery, double face, red LED | 95.7 | 15 | 83.3 | 10 | 75 | 5
LC1ESALRU | Ni-Cd battery, universal face, red LED | 109.9 | 15 | 95.6 | 10 | 86 | 5
LC1ESALG1 | Ni-Cd battery, single face, green LED | 81.7 | 15 | 71.1 | 10 | 64 | 5
LC1ESALG2 | Ni-Cd battery, double face, green LED | 95.7 | 15 | 83.3 | 10 | 75 | 5
LC1ESALGU | Ni-Cd battery, universal face, green LED | 109.9 | 15 | 95.6 | 10 | 86 | 5
LC1E-2CK | dual circuit (available in AC only, specify voltage) | 13.8 | 15 | 13.8 | 10 | 13.8 | 5
LC1E-ALAL | brushed aluminum body, brushed aluminum face | 10.2 | 15 | 10.2 | 10 | 10.2 | 5
LC1E-AT | autotest (SA only) | 23.4 | 15 | 23.4 | 10 | 23.4 | 5
LC1E-BB | black housing / black face | 0 | 15 | 0 | 10 | 0 | 5
LC1E-TP | tamper proof hardware | 26 | 15 | 26 | 10 | 26 | 5
LC1E-WAL | white housing/aluminum face | 5.1 | 15 | 5.1 | 10 | 5.1 | 5
LC1E-WW | white housing/white face | 0 | 15 | 0 | 10 | 0 | 5
LC1E-USA | assembled in America | 55.9 | 15 | 55.9 | 10 | 55.9 | 5
LC1E-WG6DX16.5LX14WWHT | wireguard, 6"D X 16.5"L X 14"W, white (OL2 surface wall, CRV recessed wall, ESL surface, EVR wall, FTZC wall, VE wall, FTZ wall, VST MINI wall, VSTM wall, PCHA wall, EPX wall, EPC wall) | 75.2 | 15 | 65.4 | 10 | 58.9 | 5
MEZLEDSABLK120/277V | 2x6W LED, AC & emergency, black housing, 120/277V | 177.5 | 15 | 154.4 | 10 | 139 | 5
MEZLEDSABLK120/277VCL | 2x6W LED, AC & emergency, black housing, 120/277V, cold location -30°C to 50°C | 189.3 | 15 | 164.7 | 10 | 148.2 | 5
MEZLEDSADBZ120/277V | 2x6W LED, AC & emergency, dark bronze housing, 120/277V | 177.5 | 15 | 154.4 | 10 | 139 | 5
MEZLEDSADBZ120/277VCL | 2x6W LED, AC & emergency, dark bronze housing, 120/277V, cold location -30°C to 50°C | 189.3 | 15 | 164.7 | 10 | 148.2 | 5
MEZLEDSANIK120/277V | 2x6W LED, AC & emergency, nickel housing, 120/277V | 177.5 | 15 | 154.4 | 10 | 139 | 5
MEZLEDSANIK120/277VCL | 2x6W LED, AC & emergency, nickel housing, 120/277V, cold location -30°C to 50°C | 189.3 | 15 | 164.7 | 10 | 148.2 | 5
MEZLEDSAWHT120/277V | 2x6W LED, AC & emergency, white housing, 120/277V | 177.5 | 15 | 154.4 | 10 | 139 | 5
MEZLEDSAWHT120/277VCL | 2x6W LED, AC & emergency, white housing, 120/277V, cold location -30°C to 50°C | 189.3 | 15 | 164.7 | 10 | 148.2 | 5
MEZLED-T20 | Title 20 compliant | 12.2 | 15 | 12.2 | 10 | 12.2 | 5
MEZLED-WG6DX11LX7WWHT | wireguard, 6"D X 11"L X 7"W, white (MEZ wall, PEH wall, EPE ceiling) | 58.4 | 15 | 50.8 | 10 | 45.7 | 5
MURSADBCL | Wallpack, 18W LED, 1500 lm, 4000K CCT, Ni-Cd battery backup, cold location -25°C to 50°C, Autotest, 120-277V, dark bronze | 197.7 | 15 | 172 | 10 | 154.8 | 5
MURSAWHTCL | Wallpack, 18W LED, 1500 lm, 4000K CCT, Ni-Cd battery backup, cold location -25°C to 50°C, Autotest, 120-277V, white | 197.7 | 15 | 172 | 10 | 154.8 | 5
MURSABLKCL | Wallpack, 18W LED, 1500 lm, 4000K CCT, Ni-Cd battery backup, cold location -25°C to 50°C, Autotest, 120-277V, black | 197.7 | 15 | 172 | 10 | 154.8 | 5
MURSADBCLPIR | Wallpack, 18W LED, 1500 lm, 4000K CCT, PIR motion sensor, Ni-Cd battery backup, cold location -25°C to 50°C, Autotest, 120-277V, dark bronze | 226.9 | 15 | 197.4 | 10 | 177.7 | 5
MURSAWHTCLPIR | Wallpack, 18W LED, 1500 lm, 4000K CCT, PIR motion sensor, Ni-Cd battery backup, cold location -25°C to 50°C, Autotest, 120-277V, white | 226.9 | 15 | 197.4 | 10 | 177.7 | 5
MURSABLKCLPIR | Wallpack, 18W LED, 1500 lm, 4000K CCT, PIR motion sensor, Ni-Cd battery backup, cold location -25°C to 50°C, Autotest, 120-277V, black | 226.9 | 15 | 197.4 | 10 | 177.7 | 5
NYCCRVCSALR1CLRRBA | Combo unit, red LED, single face, clear panel, recess mount, brushed aluminum finish, 2x2.5W lamps, autotest, 120/277V, NYC approved | 168.5 | 15 | 146.6 | 10 | 131.9 | 5
NYCCRVCSALR1CLRRWHT | Combo unit, red LED, single face, clear panel, recess mount, white finish, 2x2.5W lamps, autotest, 120/277V, NYC approved | 170.2 | 15 | 148.1 | 10 | 133.3 | 5
NYCCRVCSALR1CLRRBARC | Combo unit, red LED, single face, clear panel, recess mount, brushed aluminum finish, 2x2.5W lamps, remote capable, autotest, 120/277V, NYC approved | 190.5 | 15 | 165.7 | 10 | 149.1 | 5
NYCCRVCSALR1CLRRWHTRC | Combo unit, red LED, single face, clear panel, recess mount, white finish, 2x2.5W lamps, remote capable, autotest, 120/277V, NYC approved | 192.2 | 15 | 167.2 | 10 | 150.5 | 5
NYCCRVCSALR2MIRRBA | Combo unit, red LED, double face, mirror panel, recess mount, brushed aluminum finish, 2x2.5W lamps, autotest, 120/277V, NYC approved | 208.7 | 15 | 181.6 | 10 | 163.4 | 5
NYCCRVCSALR2MIRRWHT | Combo unit, red LED, double face, mirror panel, recess mount, white finish, 2x2.5W lamps, autotest, 120/277V, NYC approved | 210.5 | 15 | 183.1 | 10 | 164.8 | 5
NYCCRVCSALR2MIRRBARC | Combo unit, red LED, double face, mirror panel, recess mount, brushed aluminum finish, 2x2.5W lamps, remote capable, autotest, 120/277V, NYC approved | 230.7 | 15 | 200.7 | 10 | 180.6 | 5
NYCCRVCSALR2MIRRWHTRC | Combo unit, red LED, double face, mirror panel, recess mount, white finish, 2x2.5W lamps, remote capable, autotest, 120/277V, NYC approved | 232.4 | 15 | 202.2 | 10 | 182 | 5
NYCCRVC-SMBA | Surface mount in brushed aluminum finish | 25.4 | 15 | 25.4 | 10 | 25.4 | 5
NYCCRVC-SMWHT | Surface mount in white finish | 27.5 | 15 | 27.5 | 10 | 27.5 | 5
NYCEST2LED3WRCWHT | Emergency unit, 2 top mounted LED heads, 3W remote capable, white housing, NYC approved | 74 | 15 | 64.4 | 10 | 58 | 5
NYCEST2LED3WRCBLK | Emergency unit, 2 top mounted LED heads, 3W remote capable, black housing, NYC approved | 74 | 15 | 64.4 | 10 | 58 | 5
NYCEST2LED7.5WRCWHT | Emergency unit, 2 top mounted LED heads, 7.5W remote capable, white housing, NYC approved | 99.7 | 15 | 86.7 | 10 | 78 | 5
NYCEST2LED7.5WRCBLK | Emergency unit, 2 top mounted LED heads, 7.5W remote capable, black housing, NYC approved | 99.7 | 15 | 86.7 | 10 | 78 | 5
NYCEST3LED9WRCWHT | Emergency unit, 3 top mounted LED heads, 9W remote capable, white housing, NYC approved | 104.7 | 15 | 91.1 | 10 | 82 | 5
NYCEST3LED9WRCBLK | Emergency unit, 3 top mounted LED heads, 9W remote capable, black housing, NYC approved | 104.7 | 15 | 91.1 | 10 | 82 | 5
NYCEST-WG3DX16.5LX14WWHT | wireguard, 3"D X 16.5"L X 14"W, white (FRMC wall, STX wall, QR wall, CRVC recessed wall, LC1 wall, NYCSTX wall, NYCEST wall, PXA wall, PX wall, ATXRE wall) | 59.7 | 15 | 51.9 | 10 | 46.7 | 5
NYCLC1HTLR1 | Exit, aluminum, AC only, red LED, single face, universal mount, NYC compliant | 111.5 | 15 | 97 | 10 | 87.3 | 5
NYCLC1HTLR2 | Exit, aluminum, AC only, red LED, double face, universal mount, NYC compliant | 134.1 | 15 | 116.7 | 10 | 105 | 5
NYCLC1HTLRU | Exit, aluminum, AC only, red LED, universal face, universal mount, NYC compliant | 157.1 | 15 | 136.7 | 10 | 123 | 5
NYCLC1SALR1 | Exit, aluminum, AC & EM, red LED, single face, universal mount, NYC compliant | 117.4 | 15 | 102.1 | 10 | 91.9 | 5
NYCLC1SALR2 | Exit, aluminum, AC & EM, red LED, double face, universal mount, NYC compliant | 139.2 | 15 | 121.1 | 10 | 109 | 5
NYCLC1SALRU | Exit, aluminum, AC & EM, red LED, universal face, universal mount, NYC compliant | 162.2 | 15 | 141.1 | 10 | 127 | 5
NYCLC1-AL | Brushed aluminum housing finish | 0 | 15 | 0 | 10 | 0 | 5
NYCLC1-WHT | white housing finish | 0 | 15 | 0 | 10 | 0 | 5
NYCLC1-BLK | Black housing finish | 0 | 15 | 0 | 10 | 0 | 5
NYCLC1-AL | Brushed aluminum face finish | 0 | 15 | 0 | 10 | 0 | 5
NYCLC1-WHT | white face finish | 0 | 15 | 0 | 10 | 0 | 5
NYCLC1-BLK | Black face finish | 0 | 15 | 0 | 10 | 0 | 5
NYCLC1-AT | Autotest diagnostics (requires SA model) | 27 | 15 | 27 | 10 | 27 | 5
NYCREDGHTLR1CLRWHT | Exit, edgelit, recess ceiling mount, NYC, AC only, red LED, single face, clear panel, white housing, 120/277V | 124.5 | 15 | 108.3 | 10 | 97.5 | 5
NYCREDGHTLR1MIRWHT | Exit, edge-lit, recess ceiling mount, NYC, AC only, red LED, single face, mirror panel, white housing, 120/277V | 124.5 | 15 | 108.3 | 10 | 97.5 | 5
NYCREDGHTLR1WHTWHT | Exit, edge-lit, recess ceiling mount, NYC, AC only, red LED, single face, white panel, white housing, 120/277V | 124.5 | 15 | 108.3 | 10 | 97.5 | 5
NYCREDGHTLR2MIRWHT | Exit, edge-lit, recess ceiling mount, NYC, AC only, red LED, double face, mirror panel, white housing, 120/277V | 131 | 15 | 114 | 10 | 102.6 | 5
NYCREDGHTLR2WHTWHT | Exit, edge-lit, recess ceiling mount, NYC, AC only, red LED, double face, white panel, white housing, 120/277V | 131 | 15 | 114 | 10 | 102.6 | 5
NYCREDGSALR1CLRWHT | Exit, edge-lit, recess ceiling mount, NYC, AC & EM, red LED, single face, clear panel, white housing, 120/277V | 131 | 15 | 114 | 10 | 102.6 | 5
NYCREDGSALR1MIRWHT | Exit, edge-lit, recess ceiling mount, NYC, AC & EM, red LED, red LED, single face, mirror panel, white housing, 120/277V | 131 | 15 | 114 | 10 | 102.6 | 5
NYCREDGSALR1WHTWHT | Exit, edge-lit, recess ceiling mount, NYC, AC & EM, red LED, single face, white panel, white housing, 120/277V | 131 | 15 | 114 | 10 | 102.6 | 5
NYCREDGSALR2MIRWHT | Exit, edge-lit, recess ceiling mount, NYC, AC & EM, red LED, double face, mirror panel, white housing, 120/277V | 137.5 | 15 | 119.6 | 10 | 107.6 | 5
NYCREDGSALR2WHTWHT | Exit, edge-lit, recess ceiling mount, NYC, AC & EM, red LED, double face, white panel, white housing, 120/277V | 137.5 | 15 | 119.6 | 10 | 107.6 | 5
NYCREDGHTLR1CLRWHTWM | Exit, edge-lit, recess wall mount, NYC, AC only, red LED, single face, clear panel, white housing, 120/277V | 173.8 | 15 | 151.2 | 10 | 136.1 | 5
NYCREDGHTLR1MIRWHTWM | Exit, edge-lit, recess wall mount, NYC, AC only, red LED, single face, mirror panel, white housing, 120/277V | 173.8 | 15 | 151.2 | 10 | 136.1 | 5
NYCREDGHTLR1WHTWHTWM | Exit, edge-lit, recess wall mount, NYC, AC only, red LED, single face, white panel, white housing, 120/277V | 173.8 | 15 | 151.2 | 10 | 136.1 | 5
NYCREDGSALR1CLRWHTWM | Exit, edge-lit, recess wall mount, NYC, AC & EM, red LED, single face, clear panel, white housing, 120/277V | 180.2 | 15 | 156.8 | 10 | 141.1 | 5
NYCREDGSALR1MIRWHTWM | Exit, edge-lit, recess wall mount, NYC, AC & EM, red LED, single face, mirror panel, white housing, 120/277V | 180.2 | 15 | 156.8 | 10 | 141.1 | 5
NYCREDGSALR1WHTWHTWM | Exit, edge-lit, recess wall mount, NYC, AC & EM, red LED, single face, white panel, white housing, 120/277V | 180.2 | 15 | 156.8 | 10 | 141.1 | 5
NYCREDG-CLR | Clear panel (single face only) | 0 | 15 | 0 | 10 | 0 | 5
NYCREDG-MIR | Mirror panel | 0 | 15 | 0 | 10 | 0 | 5
NYCREDG-WHT | white panel | 0 | 15 | 0 | 10 | 0 | 5
NYCREDG-AL | Aluminum housing finish | 0 | 15 | 0 | 10 | 0 | 5
NYCREDG-BLK | Black housing finish | 0 | 15 | 0 | 10 | 0 | 5
NYCREDG-AT | Autotest diagnostics (requires SA model) | 27 | 15 | 27 | 10 | 27 | 5
NYCREDG-SPV | Special voltage (208/220/240V, 50/60Hz) | 40.6 | 15 | 40.6 | 10 | 40.6 | 5
NYCSEDGHTLR1CLRWHT | Exit, edge-lit, AC only, surface mount, red LED, single face, clear panel, white housing, 120/277V | 89.5 | 15 | 77.9 | 10 | 70.1 | 5
NYCSEDGHTLR1MIRWHT | Exit, edge-lit, AC only, surface mount, red LED, single face, mirror panel, white housing, 120/277V | 89.5 | 15 | 77.9 | 10 | 70.1 | 5
NYCSEDGHTLR1WHTWHT | Exit, edge-lit, AC only, surface mount, red LED, single face, white panel, white housing, 120/277V | 89.5 | 15 | 77.9 | 10 | 70.1 | 5
NYCSEDGHTLR2MIRWHT | Exit, edge-lit, AC only, surface mount, red LED, double face, mirror panel, white housing, 120/277V | 101.1 | 15 | 88 | 10 | 79.2 | 5
NYCSEDGHTLR2WHTWHT | Exit, edge-lit, AC only, surface mount, red LED, double face, white panel, white housing, 120/277V | 101.1 | 15 | 88 | 10 | 79.2 | 5
NYCSEDGSALR1CLRWHT | Exit, edge-lit, AC & EM, surface mount, red LED, single face, clear panel, white housing, 120/277V | 94.6 | 15 | 82.3 | 10 | 74.1 | 5
NYCSEDGSALR1MIRWHT | Exit, edge-lit, AC & EM, surface mount, red LED, single face, mirror panel, white housing, 120/277V | 94.6 | 15 | 82.3 | 10 | 74.1 | 5
NYCSEDGSALR1WHTWHT | Exit, edge-lit, AC & EM, surface mount, red LED, single face, white panel, white housing, 120/277V | 94.6 | 15 | 82.3 | 10 | 74.1 | 5
NYCSEDGSALR2MIRWHT | Exit, edge-lit, AC & EM, surface mount, red LED, double face, mirror panel, white housing, 120/277V | 106.4 | 15 | 92.6 | 10 | 83.3 | 5
NYCSEDGSALR2WHTWHT | Exit, edge-lit, AC & EM, surface mount, red LED, double face, white panel, white housing, 120/277V | 106.4 | 15 | 92.6 | 10 | 83.3 | 5
NYCSEDG-CLR | Clear panel (single face only) | 0 | 15 | 0 | 10 | 0 | 5
NYCSEDG-MIR | Mirror panel | 0 | 15 | 0 | 10 | 0 | 5
NYCSEDG-WHT | white panel | 0 | 15 | 0 | 10 | 0 | 5
NYCSEDG-AL | Brushed aluminum housing finish | 0 | 15 | 0 | 10 | 0 | 5
NYCSEDG-BLK | Black housing finish | 0 | 15 | 0 | 10 | 0 | 5
NYCSEDG-AT | Autotest diagnostics (requires SA model) | 27 | 15 | 27 | 10 | 27 | 5
NYCSEDG-SPV | Special voltage (208/220/240V, 50/60Hz)(not available with AT option) | 40.6 | 15 | 40.6 | 10 | 40.6 | 5
NYCSTXHTLRU | Exit, steel, AC only, red LED, universal face, universal mount, white housing, NYC compliant | 74 | 15 | 64.4 | 10 | 58 | 5
NYCSTXSALRU | Exit, steel, AC & EM, red LED, universal face, universal mount, white housing, NYC compliant | 79.2 | 15 | 68.9 | 10 | 62 | 5
NYCSTXHTLRUBLK | Exit, steel, AC only, red LED, universal face, universal mount, black housing, NYC compliant | 74 | 15 | 64.4 | 10 | 58 | 5
NYCSTXSALRUBLK | Exit, steel, AC & EM, red LED, universal face, universal mount, black housing, NYC compliant | 79.2 | 15 | 68.9 | 10 | 62 | 5
NYCSTX-WG3DX16.5LX14WWHT | wireguard, 3"D X 16.5"L X 14"W, white (FRMC wall, STX wall, QR wall, CRVC recessed wall, LC1 wall, NYCSTX wall, NYCEST wall, PXA wall, PX wall, ATXRE wall) | 59.7 | 15 | 51.9 | 10 | 46.7 | 5
NYCSTXCLRU2WHT | Combo unit, universal face, red LED, 2 top mounted LED heads, white housing, NYC approved | 114.9 | 15 | 100 | 10 | 90 | 5
NYCSTXCLRU3WHT | Combo unit, universal face, red LED, 3 top mounted LED heads, white housing, NYC approved | 121.4 | 15 | 105.6 | 10 | 95 | 5
OL2HTLR1 | Edgelit Exit, AC only, Red LED, Single Face, white Finish | 121.4 | 15 | 105.6 | 10 | 95 | 5
OL2HTLR2 | Edgelit Exit, AC only, Red LED, Double Face, white Finish | 129 | 15 | 112.2 | 10 | 101 | 5
OL2HTLG1 | Edgelit Exit, AC only, Green LED, Single Face, white Finish | 131 | 15 | 114 | 10 | 102.6 | 5
OL2HTLG2 | Edgelit Exit, AC only, Green LED, Double Face, white Finish | 138.9 | 15 | 120.8 | 10 | 108.7 | 5
OL2SALR1 | Edgelit Exit, AC & EM, Red LED, Single Face, white Finish | 132.3 | 15 | 115.1 | 10 | 103.6 | 5
OL2SALR2 | Edgelit Exit, AC & EM, Red LED, Double Face, white Finish | 140.1 | 15 | 121.9 | 10 | 109.7 | 5
OL2SALG1 | Edgelit Exit, AC & EM, Green LED, Single Face, white Finish | 142.1 | 15 | 123.6 | 10 | 111.2 | 5
OL2SALG2 | Edgelit Exit, AC & EM, Green LED, Double Face, white Finish | 149.8 | 15 | 130.3 | 10 | 117.3 | 5
OL2-C | clear | 0 | 15 | 0 | 10 | 0 | 5
OL2-M | mirror | 0 | 15 | 0 | 10 | 0 | 5
OL2-W | white | 0 | 15 | 0 | 10 | 0 | 5
OL2-CR | ceiling recessed | 0 | 15 | 0 | 10 | 0 | 5
OL2-CS | ceiling surface | 0 | 15 | 0 | 10 | 0 | 5
OL2-ES | end mount | 0 | 15 | 0 | 10 | 0 | 5
OL2-WR | wall recessed | 0 | 15 | 0 | 10 | 0 | 5
OL2-WS | wall surface | 0 | 15 | 0 | 10 | 0 | 5
OL2-120SA | 120 min emergency (SA only) | 25.4 | 15 | 25.4 | 10 | 25.4 | 5
OL2-2CK | dual circuit (HT only) | 51.8 | 15 | 51.8 | 10 | 51.8 | 5
OL2-AT | autotest (SA only) | 16.8 | 15 | 16.8 | 10 | 16.8 | 5
OL2-BA | brushed aluminum finish (trim plate only) | 19.8 | 15 | 19.8 | 10 | 19.8 | 5
OL2-CC | custom color | contact factory | 15 | contact factory | 10 | contact factory | 5
OL2-IF | inverted face | 55.9 | 15 | 55.9 | 10 | 55.9 | 5
OL2-SW | special wording (specify) | contact factory | 15 | contact factory | 10 | contact factory | 5
OL2-1PK12B | 12” black pendant kit (contact factory for custom lengths) | 22.6 | 15 | 20.3 | 10 | 18.3 | 5
OL2-1PK12BA | 12” brushed aluminum pendant kit | 75.2 | 15 | 67.7 | 10 | 60.9 | 5
OL2-1PK12W | 12” white pendant kit (contact factory for custom lengths) | 22.6 | 15 | 20.3 | 10 | 18.3 | 5
OL2-1PK24B | 24” black pendant kit | 30.1 | 15 | 27.1 | 10 | 24.4 | 5
OL2-1PK24W | 24” white pendant kit | 30.1 | 15 | 27.1 | 10 | 24.4 | 5
OL2-1PK48B | 48” black pendant kit | 50.1 | 15 | 45.1 | 10 | 40.6 | 5
OL2-1PK48W | 48” white pendant kit | 50.1 | 15 | 45.1 | 10 | 40.6 | 5
OL2-OL2BBOX | recessed back box (standard) | 31.3 | 15 | 28.2 | 10 | 25.4 | 5
OL2HTLR1PLUS | Edgelit Exit, AC only, Red LED, Single Face, white Finish | 136.1 | 15 | 118.4 | 10 | 106.6 | 5
OL2HTLR2PLUS | Edgelit Exit, AC only, Red LED, Double Face, white Finish | 149.2 | 15 | 129.8 | 10 | 116.8 | 5
OL2HTLG1PLUS | Edgelit Exit, AC only, Green LED, Single Face, white Finish | 145.9 | 15 | 126.9 | 10 | 114.2 | 5
OL2HTLG2PLUS | Edgelit Exit, AC only, Green LED, Double Face, white Finish | 158.9 | 15 | 138.2 | 10 | 124.4 | 5
OL2SALR1PLUS | Edgelit Exit, AC & EM, Red LED, Single Face, white Finish | 147.2 | 15 | 128.1 | 10 | 115.3 | 5
OL2SALR2PLUS | Edgelit Exit, AC & EM, Red LED, Double Face, white Finish | 160.1 | 15 | 139.3 | 10 | 125.4 | 5
OL2SALG1PLUS | Edgelit Exit, AC & EM, Green LED, Single Face, white Finish | 157 | 15 | 136.6 | 10 | 122.9 | 5
OL2SALG2PLUS | Edgelit Exit, AC & EM, Green LED, Double Face, white Finish | 169.9 | 15 | 147.8 | 10 | 133 | 5
OL2PLUS-C | clear | 0 | 15 | 0 | 10 | 0 | 5
OL2PLUS-M | mirror | 0 | 15 | 0 | 10 | 0 | 5
OL2PLUS-W | white | 0 | 15 | 0 | 10 | 0 | 5
OL2PLUS-CR | ceiling recessed | 0 | 15 | 0 | 10 | 0 | 5
OL2PLUS-CS | ceiling surface | 0 | 15 | 0 | 10 | 0 | 5
OL2PLUS-ES | end mount | 0 | 15 | 0 | 10 | 0 | 5
OL2PLUS-WR | wall recessed | 0 | 15 | 0 | 10 | 0 | 5
OL2PLUS-WS | wall surface | 0 | 15 | 0 | 10 | 0 | 5
OL2PLUS-120SA | 120 min emergency (SA only) | 25.4 | 15 | 25.4 | 10 | 25.4 | 5
OL2PLUS-2CK | dual circuit (HT only) | 51.8 | 15 | 51.8 | 10 | 51.8 | 5
OL2PLUS-AT | autotest (SA only) | 16.8 | 15 | 16.8 | 10 | 16.8 | 5
OL2PLUS-BA | brushed aluminum finish (trim plate only) | 19.8 | 15 | 19.8 | 10 | 19.8 | 5
OL2PLUS-CC | custom color | contact factory | 15 | contact factory | 10 | contact factory | 5
OL2PLUS-FL | visual alarm/ flasher (only with AT option) | 25.4 | 15 | 25.4 | 10 | 25.4 | 5
OL2PLUS-IF | inverted face | 55.9 | 15 | 55.9 | 10 | 55.9 | 5
OL2PLUS-SQ | square corner panels for OL2 PLUS panels only | 15.3 | 15 | 15.3 | 10 | 15.3 | 5
OL2PLUS-SW | special wording (specify) | contact factory | 15 | contact factory | 10 | contact factory | 5
OL2PLUS-1PK12B | 12” black pendant kit (contact factory for custom lengths) | 22.6 | 15 | 20.3 | 10 | 18.3 | 5
OL2PLUS-1PK12BA | 12” brushed aluminum pendant kit | 75.2 | 15 | 67.7 | 10 | 60.9 | 5
OL2PLUS-1PK12W | 12” white pendant kit (contact factory for custom lengths) | 22.6 | 15 | 20.3 | 10 | 18.3 | 5
OL2PLUS-1PK24B | 24” black pendant kit | 30.1 | 15 | 27.1 | 10 | 24.4 | 5
OL2PLUS-1PK24W | 24” white pendant kit | 30.1 | 15 | 27.1 | 10 | 24.4 | 5
OL2PLUS-1PK48B | 48” black pendant kit | 50.1 | 15 | 45.1 | 10 | 40.6 | 5
OL2PLUS-1PK48W | 48” white pendant kit | 50.1 | 15 | 45.1 | 10 | 40.6 | 5
OL2PLUS-OL2PLUSBBOX | recessed backbox | 31.3 | 15 | 28.2 | 10 | 25.4 | 5
OL2HTLR1 | Edgelit Exit, AC only, Red LED, Single Face, white Finish | 167.4 | 15 | 145.6 | 10 | 131 | 5
OL2HTLG1 | Edgelit Exit, AC only, Green LED, Single Face, white Finish | 177 | 15 | 154 | 10 | 138.6 | 5
OL2SALR1 | Edgelit Exit, AC & EM, Red LED, Single Face, white Finish | 178.3 | 15 | 155.1 | 10 | 139.6 | 5
OL2SALG1 | Edgelit Exit, AC & EM, Green LED, Single Face, white Finish | 188 | 15 | 163.6 | 10 | 147.2 | 5
OL2M-C | clear | 0 | 15 | 0 | 10 | 0 | 5
OL2M-M | mirror | 0 | 15 | 0 | 10 | 0 | 5
OL2M-W | white | 0 | 15 | 0 | 10 | 0 | 5
OL2M-MM | mullion mount | 0 | 15 | 0 | 10 | 0 | 5
OL2M-120SA | 120 min emergency (SA only) | 25.4 | 15 | 25.4 | 10 | 25.4 | 5
OL2M-2CK | dual circuit (HT only) | 51.8 | 15 | 51.8 | 10 | 51.8 | 5
OL2M-AT | autotest (SA only) | 16.8 | 15 | 16.8 | 10 | 16.8 | 5
OL2M-BA | brushed aluminum finish | 19.8 | 15 | 19.8 | 10 | 19.8 | 5
OL2M-CC | custom color | contact factory | 15 | contact factory | 10 | contact factory | 5
OL2M-IF | inverted face | 55.9 | 15 | 55.9 | 10 | 55.9 | 5
OL2M-SW | special wording (specify) | contact factory | 15 | contact factory | 10 | contact factory | 5
OL2M-UDC | universal 6-24VDC (HT only) | 15.3 | 15 | 15.3 | 10 | 15.3 | 5
OL2HTLR1 | Edgelit Exit, AC only, Red LED, Single Face, white Finish | 128.4 | 15 | 111.7 | 10 | 100.5 | 5
OL2HTLR2 | Edgelit Exit, AC only, Red LED, Double Face, white Finish | 142.4 | 15 | 123.9 | 10 | 111.5 | 5
OL2HTLG1 | Edgelit Exit, AC only, Green LED, Single Face, white Finish | 138 | 15 | 120.1 | 10 | 108.1 | 5
OL2HTLG2 | Edgelit Exit, AC only, Green LED, Double Face, white Finish | 155.9 | 15 | 135.6 | 10 | 122 | 5
OL2SALR1 | Edgelit Exit, AC & EM, Red LED, Single Face, white Finish | 139.4 | 15 | 121.3 | 10 | 109.2 | 5
OL2SALR2 | Edgelit Exit, AC & EM, Red LED, Double Face, white Finish | 154.1 | 15 | 134.1 | 10 | 120.7 | 5
OL2SALG1 | Edgelit Exit, AC & EM, Green LED, Single Face, white Finish | 149.2 | 15 | 129.8 | 10 | 116.8 | 5
OL2SALG2 | Edgelit Exit, AC & EM, Green LED, Double Face, white Finish | 162.1 | 15 | 141 | 10 | 126.9 | 5
OL2CT-C | clear | 0 | 15 | 0 | 10 | 0 | 5
OL2CT-M | mirror | 0 | 15 | 0 | 10 | 0 | 5
OL2CT-W | white | 0 | 15 | 0 | 10 | 0 | 5
OL2CT-CR | ceiling recessed | 0 | 15 | 0 | 10 | 0 | 5
OL2CT-CS | ceiling surface | 0 | 15 | 0 | 10 | 0 | 5
OL2CT-ES | end mount | 0 | 15 | 0 | 10 | 0 | 5
OL2CT-WR | wall recessed | 0 | 15 | 0 | 10 | 0 | 5
OL2CT-WS | wall surface | 0 | 15 | 0 | 10 | 0 | 5
OL2CT-SWCT | Connecticut compliant modified accessibility symbol | 75 | 15 | 75 | 10 | 75 | 5
OL2CT-SWHE | international ADA symbol | 75 | 15 | 75 | 10 | 75 | 5
OL2CT-120SA | 120 min emergency (SA only) | 25.4 | 15 | 25.4 | 10 | 25.4 | 5
OL2CT-BA | brushed aluminum finish (trim plate only) | 19.8 | 15 | 19.8 | 10 | 19.8 | 5
OL2CT-CC | custom color | contact factory | 15 | contact factory | 10 | contact factory | 5
OL2CT-IF | inverted face | 55.9 | 15 | 55.9 | 10 | 55.9 | 5
OL2CT-1PK12B | 12” black pendant kit (contact factory for custom lengths) | 23.3 | 15 | 20.3 | 10 | 18.3 | 5
OL2CT-1PK12BA | 12” brushed aluminum pendant kit | 77.8 | 15 | 67.7 | 10 | 60.9 | 5
OL2CT-1PK12W | 12” white pendant kit (contact factory for custom lengths) | 23.3 | 15 | 20.3 | 10 | 18.3 | 5
OL2CT-1PK24B | 24” black pendant kit | 31.1 | 15 | 27.1 | 10 | 24.4 | 5
OL2CT-1PK24W | 24” white pendant kit | 31.1 | 15 | 27.1 | 10 | 24.4 | 5
OL2CT-1PK48B | 48” black pendant kit | 51.8 | 15 | 45.1 | 10 | 40.6 | 5
OL2CT-1PK48W | 48” white pendant kit | 51.8 | 15 | 45.1 | 10 | 40.6 | 5
OL2CT-WG6DX16.5LX14WWHT | wireguard, 6"D X 16.5"L X 14"W, white (OL2 surface wall, CRV recessed wall, ESL surface, EVR wall, FTZC wall, VE wall, FTZ wall, VST MINI wall, VSTM wall, PCHA wall, EPX wall, EPC wall) | 75.2 | 15 | 65.4 | 10 | 58.9 | 5
PEH1 | Paco unit, Ni-Cd battery, 2 x 1.5W LED, white, 120/277V, Title 20 | 28.4 | 15 | 24.7 | 10 | 22.2 | 5
PEH1AT | Paco unit, Ni-Cd battery, 2 x 1.5W LED, white, 120/277V, autotest | 36.7 | 15 | 31.9 | 10 | 28.7 | 5
PEH1ATRC | Paco unit, Ni-Cd battery, 2 x 1.5W LED, white, 120/277V, autotest, remote capable | 39.1 | 15 | 34 | 10 | 30.6 | 5
PEH1RC | Paco unit, Ni-Cd battery, 2 x 1.5W LED, white, 120/277V, remote capable, Title 20 | 32.2 | 15 | 28 | 10 | 25.2 | 5
PEH1B | Paco unit, Ni-Cd battery, 2 x 1.5W LED, black, 120/277V, Title 20 | 28.4 | 15 | 24.7 | 10 | 22.2 | 5
PEH1ATB | Paco unit, Ni-Cd battery, 2 x 1.5W LED, black, 120/277V, autotest | 36.7 | 15 | 31.9 | 10 | 28.7 | 5
PEH1ATBRC | Paco unit, Ni-Cd battery, 2 x 1.5W LED, black, 120/277V, autotest, remote capable | 39.1 | 15 | 34 | 10 | 30.6 | 5
PEH1BRC | Paco unit, Ni-Cd battery, 2 x 1.5W LED, black, 120/277V, remote capable, Title 20 | 32.2 | 15 | 28 | 10 | 25.2 | 5
PEH1UNV | Paco unit, Ni-Cd battery, 2 x 1.5W LED, white, 120-277V | 30.3 | 15 | 26.4 | 10 | 23.8 | 5
PEH1UNVWL | Paco unit, Ni-Cd battery, 2 x 1.5W LED, white, 120-277V, wet location | 56.8 | 15 | 49.4 | 10 | 44.5 | 5
PEH-WG6DX11LX7WWHT | wireguard, 6"D X 11"L X 7"W, white (MEZ wall, PEH wall, EPE ceiling) | 58.4 | 15 | 50.8 | 10 | 45.7 | 5
PEHT20 | Paco unit, Ni-Cd battery, 2 x 1.7W LED, thermoplastic, white, 120/277V, Title 20 | 28.4 | 15 | 24.7 | 10 | 22.2 | 5
PEHT20AT | Paco unit, Ni-Cd battery, 2 x 1.7W LED, thermoplastic, white, 120/277V, autotest | 34.3 | 15 | 29.8 | 10 | 26.8 | 5
PEHT20ATRC | Paco unit, Ni-Cd battery, 2 x 1.7W LED, thermoplastic, white, 120/277V, autotest, remote capable | 39.9 | 15 | 34.7 | 10 | 31.2 | 5
PEHT20RC | Paco unit, Ni-Cd battery, 2 x 1.7W LED, thermoplastic, white, 120/277V, remote capable, Title 20 | 29 | 15 | 25.2 | 10 | 22.7 | 5
PXGHT | Paco exit, AC only, green LED, universal face, white | 24.9 | 15 | 21.7 | 10 | 19.5 | 5
PXGSA | Paco exit, Ni-Cd battery, green LED, universal face, white | 25.1 | 15 | 21.8 | 10 | 19.6 | 5
PXGSAAT | Paco exit, Ni-Cd battery, green LED, universal face, white, autotest | 39.5 | 15 | 34.4 | 10 | 31 | 5
PXGSARC | Paco exit, Ni-Cd battery, green LED, universal face, white, remote capable | 37.1 | 15 | 32.3 | 10 | 29.1 | 5
PXRHT | Paco exit, AC only, red LED, universal face, white | 23 | 15 | 20 | 10 | 18 | 5
PXRSA | Paco exit, Ni-Cd battery, red LED, universal face, white | 26.3 | 15 | 22.9 | 10 | 20.6 | 5
PXRSAAT | Paco exit, Ni-Cd battery, red LED, universal face, white, autotest | 40 | 15 | 34.8 | 10 | 31.3 | 5
PXRSAATRC | Paco exit, Ni-Cd battery, red LED, universal face, white, autotest, remote capable | 43.3 | 15 | 37.7 | 10 | 33.9 | 5
PXRSAB | Paco exit, Ni-Cd battery, red LED, universal face, black | 23.4 | 15 | 20.4 | 10 | 18.4 | 5
PXRSARC | Paco exit, Ni-Cd battery, red LED, universal face, white, remote capable | 39.9 | 15 | 34.7 | 10 | 31.2 | 5
PX-WG3DX16.5LX14WWHT | wireguard, 3"D X 16.5"L X 14"W, white (FRMC wall, STX wall, QR wall, CRVC recessed wall, LC1 wall, NYCSTX wall, NYCEST wall, PXA wall, PX wall, ATXRE wall) | 59.7 | 15 | 51.9 | 10 | 46.7 | 5
PCHGSA | Ni-Cd battery, green LED, universal face, 2 x 1.5W LED, white | 45.2 | 15 | 39.3 | 10 | 35.4 | 5
PCHGSARC | Ni-Cd battery, green LED, universal face, 2 x 1.5W LED, 3W remote capable, white | 52.5 | 15 | 45.7 | 10 | 41.1 | 5
PCHGSAAT | Ni-Cd battery, green LED, universal face, 2 x 1.5W LED, white, autotest | 54.3 | 15 | 47.2 | 10 | 42.5 | 5
PCHGSAATRC | Ni-Cd battery, green LED, universal face, 2 x 1.5W LED, 3W, autotest, 3W remote capable, white | 61.3 | 15 | 53.3 | 10 | 48 | 5
PCHGSAATBRC | Ni-Cd battery, green LED, universal face, 2 x 1.5W LED, white, autotest, 3W remote capable, black | 61.3 | 15 | 53.3 | 10 | 48 | 5
PCHGSABRC | Ni-Cd battery, green LED, universal face, 2 x 1.5W LED, 3W remote capable, black | 47.2 | 15 | 41.1 | 10 | 37 | 5
PCHGSASALIDA | Ni-Cd battery, SALIDA sign, green LED, universal face, 2 x 1.5W LED, white | 62.2 | 15 | 54.1 | 10 | 48.7 | 5
PCHRSA | Ni-Cd battery, red LED, universal face, 2 x 1.5W LED, white | 43.6 | 15 | 37.9 | 10 | 34.1 | 5
PCHRSARC | Ni-Cd battery, red LED, universal face, 2 x 1.5W LED, 3W remote capable, white | 50.7 | 15 | 44.1 | 10 | 39.7 | 5
PCHRSAAT | Ni-Cd battery, red LED, universal face, 2 x 1.5W LED, autotest, white | 53.3 | 15 | 46.4 | 10 | 41.8 | 5
PCHRSAATRC | Ni-Cd battery, red LED, universal face, 2 x 1.5W LED, autotest, 3W remote capable, white | 67.8 | 15 | 59 | 10 | 53.1 | 5
PCHRSABRC | Ni-Cd battery, red LED, universal face, 2 x 1.5W LED, 3W remote capable, black | 46.2 | 15 | 40.2 | 10 | 36.2 | 5
PCHRSASALIDA | Ni-Cd battery, SALIDA sign, red LED, universal face, 2 x 1.5W LED, white | 60.7 | 15 | 52.8 | 10 | 47.5 | 5
PXAGHT | Exit, AC only, green LED, universal face and mount | 84.1 | 15 | 73.2 | 10 | 65.9 | 5
PXAGSA | Exit, AC & EM, green LED, universal face and mount | 81.5 | 15 | 70.9 | 10 | 63.8 | 5
PXAGSAAT | Exit, AC & EM, green LED, universal face and mount, white, autotest | 91.6 | 15 | 79.7 | 10 | 71.7 | 5
PXAGSAATRC | Exit, AC & EM, green LED, universal face and mount, white, autotest, remote capable | 79.2 | 15 | 68.9 | 10 | 62 | 5
PXAGSARC | Exit, AC & EM, green LED, universal face and mount, remote capable | 73.3 | 15 | 63.8 | 10 | 57.4 | 5
PXARHT | Exit, AC only, red LED, universal face and mount | 76.3 | 15 | 66.4 | 10 | 59.8 | 5
PXARSA | Exit, AC & EM, red LED, universal face and mount | 89.8 | 15 | 78.1 | 10 | 70.3 | 5
PXARSAAT | Exit, AC & EM, red LED, universal face and mount, white, autotest | 75.6 | 15 | 65.8 | 10 | 59.2 | 5
PXARSARC | Exit, AC & EM, red LED, universal face and mount, remote capable | 88 | 15 | 76.6 | 10 | 68.9 | 5
PXA-WG3DX16.5LX14WWHT | wireguard, 3"D X 16.5"L X 14"W, white (FRMC wall, STX wall, QR wall, CRVC recessed wall, LC1 wall, NYCSTX wall, NYCEST wall, PXA wall, PX wall, ATXRE wall) | 59.7 | 15 | 51.9 | 10 | 46.7 | 5
PXA-WG14.5DX12.5LX6.5WWHT | wireguard, 14.5"D X 12.5"L X 6.5"W, white (STX ceiling, WLX ceiling, WLX end mount, VE end mount, STX end mount, FMPL ceiling/ end, PXA ceiling, EPX end) | 83 | 15 | 72.2 | 10 | 65 | 5
PCHAGAT | Combo, green LED, universal face / mount, 2x1.17w 3.6v LED heads, white, autotest | 109 | 15 | 94.8 | 10 | 85.3 | 5
PCHAGRC | Combo, green LED, universal face / mount, 2x1.17w 3.6v LED heads, remote capable | 108.9 | 15 | 94.7 | 10 | 85.2 | 5
PCHAR | Combo, red LED, universal face / mount, 2x1.17w 3.6v LED heads, white | 99.5 | 15 | 86.6 | 10 | 77.9 | 5
PCHARRC | Combo, red LED, universal face / mount, 2x1.17w 3.6v LED heads, white, remote capable | 104.9 | 15 | 91.3 | 10 | 82.2 | 5
PCHA-WG6DX16.5LX14WWHT | wireguard, 6"D X 16.5"L X 14"W, white (OL2 surface wall, CRV recessed wall, ESL surface, EVR wall, FTZC wall, VE wall, FTZ wall, VST MINI wall, VSTM wall, PCHA wall, EPX wall, EPC wall) | 75.2 | 15 | 65.4 | 10 | 58.9 | 5
PLHTUNV | AC only, 4x2.5W LED, 120-347V | 123.2 | 15 | 107.2 | 10 | 96.5 | 5
PLSEUNV | Emergency only, Ni-Mh, 4x2.5W LED, 120-347V | 162.1 | 15 | 141 | 10 | 126.9 | 5
PLSAUNV | AC & EM, Ni-Mh, 4x2.5W LED, 120-347V | 176.8 | 15 | 153.8 | 10 | 138.4 | 5
PL-120SP | 120 min emergency (SA only) | 25.4 | 15 | 25.4 | 10 | 25.4 | 5
PL-AT | autotest (battery units) | 22.4 | 15 | 22.4 | 10 | 22.4 | 5
PL-BA | brushed aluminum finish | 19.8 | 15 | 19.8 | 10 | 19.8 | 5
PL-BLK | black finish | 17.3 | 15 | 17.3 | 10 | 17.3 | 5
PL-CC | custom color | contact factory | 15 | contact factory | 10 | contact factory | 5
PL-TP | tamper proof screws | 18.3 | 15 | 18.3 | 10 | 18.3 | 5
PLRHTUNV | AC only, 4x2.5W LED, 120-347V | 158.4 | 15 | 137.8 | 10 | 124 | 5
PLRSEUNV | Emergency only, Ni-Mh, 4x2.5W LED, 120-347V | 203.1 | 15 | 176.7 | 10 | 159 | 5
PLRSAUNV | AC & EM, Ni-Mh, 4x2.5W LED, 120-347V | 213.9 | 15 | 186.1 | 10 | 167.5 | 5
PLR-120SP | 120 min emergency (SA only) | 25.4 | 15 | 25.4 | 10 | 25.4 | 5
PLR-AT | autotest (battery units) | 22.4 | 15 | 22.4 | 10 | 22.4 | 5
PLR-BA | brushed aluminum finish | 19.8 | 15 | 19.8 | 10 | 19.8 | 5
PLSQRHTUNV | Recessed square, AC only, 4 x 2.5W LED, 120-347V | 154.3 | 15 | 134.2 | 10 | 120.8 | 5
PLSQRSEUNV | Recessed square, EM only, Ni-Mh battery, 4 x 2.5W LED, 120-347V | 208.2 | 15 | 181.1 | 10 | 163 | 5
PLSQRSAUNV | Recessed square, AC & EM, Ni-Mh battery, 4 x 2.5W LED, 120-347V | 213.9 | 15 | 186.1 | 10 | 167.5 | 5
PLSQR-120SP | 120 min emergency (SA only) | 25.4 | 15 | 25.4 | 10 | 25.4 | 5
PLSQR-AT | autotest (battery units) | 22.4 | 15 | 22.4 | 10 | 22.4 | 5
PLSQR-CC | custom color | contact factory | 15 | contact factory | 10 | contact factory | 5
PLWPHTUNV | AC only, 4x2.5W LED, 120-347V | 154.3 | 15 | 134.2 | 10 | 120.8 | 5
PLWPSEUNV | Emergency only, Ni-Mh, 4x2.5W LED, 120-347V | 193.2 | 15 | 168.1 | 10 | 151.3 | 5
PLWPSAUNV | AC & EM, Ni-Mh, 4x2.5W LED, 120-347V | 206.1 | 15 | 179.3 | 10 | 161.4 | 5
PLWP-120SP | 120 min emergency (SA only) | 25.4 | 15 | 25.4 | 10 | 25.4 | 5
PLWP-AT | autotest (battery units) | 22.4 | 15 | 22.4 | 10 | 22.4 | 5
PLWP-BA | brushed aluminum finish | 19.8 | 15 | 19.8 | 10 | 19.8 | 5
PLWP-BLK | black finish | 17.3 | 15 | 17.3 | 10 | 17.3 | 5
PLWP-CC | custom color | contact factory | 15 | contact factory | 10 | contact factory | 5
PLWP-TP | tamper proof screws | 18.3 | 15 | 18.3 | 10 | 18.3 | 5
PLWP-WHT | white finish | contact factory | 15 | contact factory | 10 | contact factory | 5
PLHZHTUNV | AC only, 4x2.5W LED, 120-347V | 175.1 | 15 | 152.3 | 10 | 137.1 | 5
PLHZSEUNV | Emergency only, Ni-Mh, 4x2.5W LED, 120-347V | 206.1 | 15 | 179.3 | 10 | 161.4 | 5
PLHZSAUNV | AC & EM, Ni-Mh, 4x2.5W LED, 120-347V | 219.2 | 15 | 190.7 | 10 | 171.6 | 5
PLHZ-120SP | 120 min emergency (SA only) | 25.4 | 15 | 25.4 | 10 | 25.4 | 5
PLHZ-AT | autotest (battery units) | 22.4 | 15 | 22.4 | 10 | 22.4 | 5
PLHZ-BA | brushed aluminum finish | 19.8 | 15 | 19.8 | 10 | 19.8 | 5
PLHZ-CC | custom color | contact factory | 15 | contact factory | 10 | contact factory | 5
PLHZ-TP | tamper proof screws | 18.3 | 15 | 18.3 | 10 | 18.3 | 5
QRPL1210LR1 | Combo, 12V 10W, red LED, single face, 120-347V, white housing | 169.9 | 15 | 147.8 | 10 | 133 | 5
QRPL1210LR2 | Combo, 12V 10W, red LED, double face, 120-347V, white housing | 184.1 | 15 | 160.2 | 10 | 144.2 | 5
QRPL1210LRU | Combo, 12V 10W, red LED, universal face, 120-347V, white housing | 197 | 15 | 171.4 | 10 | 154.3 | 5
QRPL1210LG1 | Combo, 12V 10W, green LED, single face, 120-347V, white housing | 179.5 | 15 | 156.2 | 10 | 140.6 | 5
QRPL1210LG2 | Combo, 12V 10W, green LED, double face, 120-347V, white housing | 193.9 | 15 | 168.7 | 10 | 151.8 | 5
QRPL1210LGU | Combo, 12V 10W, green LED, universal face, 120-347V, white housing | 206.8 | 15 | 179.9 | 10 | 161.9 | 5
QRPL-C | ceiling | 0 | 15 | 0 | 10 | 0 | 5
QRPL-M | universal | 0 | 15 | 0 | 10 | 0 | 5
QRPL-W | wall | 0 | 15 | 0 | 10 | 0 | 5
QRPL-120SA | 120 min emergency (SA only) | 25.4 | 15 | 25.4 | 10 | 25.4 | 5
QRPL-AT | autotest (battery units) | 22.4 | 15 | 22.4 | 10 | 22.4 | 5
QRPL-BA | brushed aluminum finish | 19.8 | 15 | 19.8 | 10 | 19.8 | 5
QRPL-CC | custom color | contact factory | 15 | contact factory | 10 | contact factory | 5
QRPL-TP | tamper proof screws | 18.3 | 15 | 18.3 | 10 | 18.3 | 5
QRPL-1PK12B | 12” black pendant kit (contact factory for custom lengths) | 23.3 | 15 | 20.3 | 10 | 18.3 | 5
QRPL-1PK12BA | 12” brushed aluminum pendant kit | 77.8 | 15 | 67.7 | 10 | 60.9 | 5
QRPL-1PK12W | 12” white pendant kit (contact factory for custom lengths) | 23.3 | 15 | 20.3 | 10 | 18.3 | 5
QRPL-WG3DX16.5LX14WWHT | wireguard, 3"D X 16.5"L X 14"W, white (FRMC wall, STX wall, QR wall, CRVC recessed wall, LC1 wall, NYCSTX wall, NYCEST wall, PXA wall, PX wall, ATXRE wall) | 59.7 | 15 | 51.9 | 10 | 46.7 | 5
RBOEHTLR1W | Exit, AC only, single face, red LED, C1D2, wall mount | 615.9 | 15 | 535.8 | 10 | 482.2 | 5
RBOEHTLG1W | Exit, AC only, single face, green LED, C1D2, wall mount | 625.5 | 15 | 544.2 | 10 | 489.8 | 5
RBOESALR1W | Exit, AC&EM, single face, red LED, C1D2, wall mount | 626.8 | 15 | 545.3 | 10 | 490.8 | 5
RBOESALG1W | Exit, AC&EM, single face, green LED, C1D2, wall mount | 636.6 | 15 | 553.8 | 10 | 498.4 | 5
RBOE-120SP | 120 min emergency (SA only) | 25.4 | 15 | 25.4 | 10 | 25.4 | 5
RBOE-2CK | dual circuit (HT only) | 51.8 | 15 | 51.8 | 10 | 51.8 | 5
RBOE-AT | autotest (SA only) | 16.8 | 15 | 16.8 | 10 | 16.8 | 5
RBOE-FAI | fire alarm interface - specify voltage and type (open/closed/12-24VDC)(open/closed 120V only) | 71.1 | 15 | 71.1 | 10 | 71.1 | 5
RBOE-FL | visual alarm/ flasher (only with AT option) | 25.4 | 15 | 25.4 | 10 | 25.4 | 5
RBOE-SW | special wording (specify) | contact factory | 15 | contact factory | 10 | contact factory | 5
RBOE-TP | tamper proof screws | 18.3 | 15 | 18.3 | 10 | 18.3 | 5
RBOE-UDC | universal 6-24VDC (HT only) | 15.3 | 15 | 15.3 | 10 | 15.3 | 5
RBOE-BPG1 | wireguard | 159.4 | 15 | 138.7 | 10 | 124.8 | 5
RBOE-WG9DX16.5LX16.5WWHT | wireguard, 9"D X 16.5"L X 16.5"W, white (RBO EXIT wall, BOL, WLX wall) | 77.8 | 15 | 67.7 | 10 | 60.9 | 5
RBOC6360 | RBO combo, 6V, 36W, no heads, hazardous C1D2 | 893.2 | 15 | 777.1 | 10 | 699.4 | 5
RBOC6600 | RBO combo, 6V, 60W, no heads, hazardous C1D2 | 1074.7 | 15 | 935 | 10 | 841.5 | 5
RBOC6720 | RBO combo, 6V, 72W, no heads, hazardous C1D2 | 1152.5 | 15 | 1002.7 | 10 | 902.4 | 5
RBOC61000 | RBO combo, 6V, 100W, no heads, hazardous C1D2 | 1231.5 | 15 | 1071.4 | 10 | 964.3 | 5
RBOC61200 | RBO combo, 6V, 120W, no heads, hazardous C1D2 | 1320.9 | 15 | 1149.2 | 10 | 1034.3 | 5
RBOC12360 | RBO combo, 12V, 36W, no heads, hazardous C1D2 | 893.2 | 15 | 777.1 | 10 | 699.4 | 5
RBOC12600 | RBO combo, 12V, 60W, no heads, hazardous C1D2 | 926.9 | 15 | 806.4 | 10 | 725.8 | 5
RBOC121200 | RBO combo, 12V, 120W, no heads, hazardous C1D2 | 1004.7 | 15 | 874.1 | 10 | 786.7 | 5
RBOC121400 | RBO combo, 12V, 140W, no heads, hazardous C1D2 | 1095.4 | 15 | 953 | 10 | 857.7 | 5
RBOC6420NC | RBO combo, 6V, 42W, no heads, hazardous C1D2 | 991.7 | 15 | 862.8 | 10 | 776.5 | 5
RBOC6540NC | RBO combo, 6V, 54W, no heads, hazardous C1D2 | 1205.6 | 15 | 1048.9 | 10 | 944 | 5
RBOC6900NC | RBO combo, 6V, 90W, no heads, hazardous C1D2 | 1264 | 15 | 1099.7 | 10 | 989.7 | 5
RBOC12420NC | RBO combo, 12V, 42W, no heads, hazardous C1D2 | 991.7 | 15 | 862.8 | 10 | 776.5 | 5
RBOC12900NC | RBO combo, 12V, 90W, no heads, hazardous C1D2 | 1181.4 | 15 | 1027.8 | 10 | 925 | 5
RBOC121300NC | RBO combo, 12V, 130W, no heads, hazardous C1D2 | 1293.8 | 15 | 1125.6 | 10 | 1013 | 5
RBOC-LR1UW | red LED, single face, universal chevrons, wall mount | 0 | 15 | 0 | 10 | 0 | 5
RBOC-LG1UW | green LED, single face, universal chevrons, wall mount | 0 | 15 | 0 | 10 | 0 | 5
RBOC-AM | ammeter | 25.4 | 15 | 25.4 | 10 | 25.4 | 5
RBOC-AT | autotest (battery units) | 22.4 | 15 | 22.4 | 10 | 22.4 | 5
RBOC-FAI | fire alarm interface - specify voltage and type (open/closed/12-24VDC)(open/closed 120V only) | 71.1 | 15 | 71.1 | 10 | 71.1 | 5
RBOC-SM | side-mounted heads | 20.3 | 15 | 20.3 | 10 | 20.3 | 5
RBOC-SW | special wording (specify) | contact factory | 15 | contact factory | 10 | contact factory | 5
RBOC-TC | teflon coated lenses | 20.3 | 15 | 20.3 | 10 | 20.3 | 5
RBOC-TD | time delay- specify 5 , 10 , 15 mins (10 min std) | 20.3 | 15 | 20.3 | 10 | 20.3 | 5
RBOC-TP | tamper proof screws | 18.3 | 15 | 18.3 | 10 | 18.3 | 5
RBOC-VM | voltmeter | 25.4 | 15 | 25.4 | 10 | 25.4 | 5
RBOC-BPG6 | wireguard, 20” x 17” x 12” (ESM 24V top mount, EST top mount 100W>, HWE and BRV) | 293.8 | 15 | 255.6 | 10 | 230 | 5
RBOC-WG9DX20LX19WWHT | wireguard, 9"D X 20"L X 19"W, white (RBOU wall, RBOC wall, BRV, WLXE wall, VST375) | 84.3 | 15 | 73.3 | 10 | 66 | 5
RBOC-2LRWP6WLEDSB | double PAR36 weatherproof heads with 6W sealed beam LED lamps (12V & 24V ONLY) | 59.7 | 15 | 51.9 | 10 | 46.7 | 5
RBOC-2LRWP9W | double PAR36 weatherproof heads with 9W incandescent lamps | 28 | 15 | 24.4 | 10 | 19.3 | 5
RBOC-2LRWP12W | double PAR36 weatherproof heads with 12W incandescent lamps (12V & 24V ONLY) | 28 | 15 | 24.4 | 10 | 19.3 | 5
RBOC-2LRWP18W | double PAR36 weatherproof heads with 18W incandescent lamps (12V & 24V ONLY) | 24.6 | 15 | 21.4 | 10 | 19.3 | 5
RBOC-3LRWP6WLEDSB | three PAR36 weatherproof heads with 6W sealed beam LED lamps (12V & 24V ONLY) | 89.5 | 15 | 77.9 | 10 | 70.1 | 5
RBOC-3LRWP9W | three PAR36 weatherproof heads with 9W incandescent lamps | 37.7 | 15 | 32.8 | 10 | 29.5 | 5
RBOC-3LRWP12W | three PAR36 weatherproof heads with 12W incandescent lamps (12V ONLY) | 37.7 | 15 | 32.8 | 10 | 29.5 | 5
RBOC-3LRWP18W | three PAR36 weatherproof heads with 18W incandescent lamps (12V & 24V ONLY) | 37.7 | 15 | 32.8 | 10 | 29.5 | 5
RBOC-4LRWP6WLEDSB | four PAR36 weatherproof heads with 6W sealed beam LED lamps (12V & 24V ONLY) | 119.3 | 15 | 103.8 | 10 | 93.4 | 5
RBOC-4LRWP9W | four PAR36 weatherproof heads with 9W incandescent lamps | 49.3 | 15 | 42.9 | 10 | 38.6 | 5
RBOC-4LRWP12W | four PAR36 weatherproof heads with 12W incandescent lamps (12V ONLY) | 49.3 | 15 | 42.9 | 10 | 38.6 | 5
RBOC-4LRWP18W | four PAR36 weatherproof heads with 18W incandescent lamps (12V & 24V ONLY) | 49.3 | 15 | 42.9 | 10 | 38.6 | 5
RBOU6360 | RBO unit, 6V, 36W, sealed lead, no heads, hazardous C1D2 | 815.4 | 15 | 709.4 | 10 | 638.5 | 5
RBOU6600 | RBO unit, 6V, 60W, sealed lead, no heads, hazardous C1D2 | 901 | 15 | 783.9 | 10 | 705.5 | 5
RBOU6720 | RBO unit, 6V, 72W, sealed lead, no heads, hazardous C1D2 | 945.1 | 15 | 822.2 | 10 | 740 | 5
RBOU61000 | RBO unit, 6V, 100W, sealed lead, no heads, hazardous C1D2 | 985.2 | 15 | 857.1 | 10 | 771.4 | 5
RBOU61200 | RBO unit, 6V, 120W, sealed lead, no heads, hazardous C1D2 | 1011.1 | 15 | 879.7 | 10 | 791.7 | 5
RBOU12360 | RBO unit, 12V, 36W, sealed lead, no heads, hazardous C1D2 | 815.4 | 15 | 709.4 | 10 | 638.5 | 5
RBOU12600 | RBO unit, 12V, 60W, sealed lead, no heads, hazardous C1D2 | 901 | 15 | 783.9 | 10 | 705.5 | 5
RBOU121200 | RBO unit, 12V, 120W, sealed lead, no heads, hazardous C1D2 | 1011.1 | 15 | 879.7 | 10 | 791.7 | 5
RBOU121400 | RBO unit, 12V, 140W, sealed lead, no heads, hazardous C1D2 | 1004.7 | 15 | 874.1 | 10 | 786.7 | 5
RBOU6420 | RBO unit, 6V, 42W, Ni-Cd, no heads, hazardous C1D2 | 939.9 | 15 | 817.7 | 10 | 735.9 | 5
RBOU6540 | RBO unit, 6V, 54W, Ni-Cd, no heads, hazardous C1D2 | 946.3 | 15 | 823.3 | 10 | 741 | 5
RBOU6900 | RBO unit, 6V, 90W, Ni-Cd, no heads, hazardous C1D2 | 1009.9 | 15 | 878.6 | 10 | 790.7 | 5
RBOU12420 | RBO unit, 12V, 42W, Ni-Cd, no heads, hazardous C1D2 | 939.9 | 15 | 817.7 | 10 | 735.9 | 5
RBOU12900 | RBO unit, 12V, 90W, Ni-Cd, no heads, hazardous C1D2 | 1009.9 | 15 | 878.6 | 10 | 790.7 | 5
RBOU121300 | RBO unit, 12V, 130W, Ni-Cd, no heads, hazardous C1D2 | 1095.4 | 15 | 953 | 10 | 857.7 | 5
RBOU-AM | ammeter | 25.4 | 15 | 25.4 | 10 | 25.4 | 5
RBOU-AT | autotest (battery units) | 22.4 | 15 | 22.4 | 10 | 22.4 | 5
RBOU-FAI | fire alarm interface - specify voltage and type (open/closed/12-24VDC)(open/closed 120V only) | 71.1 | 15 | 71.1 | 10 | 71.1 | 5
RBOU-SM | side-mounted heads | 20.3 | 15 | 20.3 | 10 | 20.3 | 5
RBOU-TC | teflon coated lenses | 20.3 | 15 | 20.3 | 10 | 20.3 | 5
RBOU-TD | time delay- specify 5 , 10 , 15 mins (10 min std) | 20.3 | 15 | 20.3 | 10 | 20.3 | 5
RBOU-TP | tamper proof screws | 18.3 | 15 | 18.3 | 10 | 18.3 | 5
RBOU-VM | voltmeter | 25.4 | 15 | 25.4 | 10 | 25.4 | 5
RBOU-BPG6 | wireguard, 20” x 17” x 12” (ESM 24V top mount, EST top mount 100W>, HWE and BRV) | 293.8 | 15 | 255.6 | 10 | 230 | 5
RBOU-WG9DX20LX19WWHT | wireguard, 9"D X 20"L X 19"W, white (RBOU wall, RBOC wall, BRV, WLXE wall, VST375) | 84.3 | 15 | 73.3 | 10 | 66 | 5
RBOU-2LRWP6WLEDSB | double PAR36 weatherproof heads with 6W sealed beam LED lamps (12V & 24V ONLY) | 59.7 | 15 | 51.9 | 10 | 46.7 | 5
RBOU-2LRWP9W | double PAR36 weatherproof heads with 9W incandescent lamps | 28 | 15 | 24.4 | 10 | 19.3 | 5
RBOU-2LRWP12W | double PAR36 weatherproof heads with 12W incandescent lamps (12V & 24V ONLY) | 28 | 15 | 24.4 | 10 | 19.3 | 5
RBOU-2LRWP18W | double PAR36 weatherproof heads with 18W incandescent lamps (12V & 24V ONLY) | 24.6 | 15 | 21.4 | 10 | 19.3 | 5
RBOU-3LRWP6WLEDSB | three PAR36 weatherproof heads with 6W sealed beam LED lamps (12V & 24V ONLY) | 89.5 | 15 | 77.9 | 10 | 70.1 | 5
RBOU-3LRWP9W | three PAR36 weatherproof heads with 9W incandescent lamps | 37.7 | 15 | 32.8 | 10 | 29.5 | 5
RBOU-3LRWP12W | three PAR36 weatherproof heads with 12W incandescent lamps (12V ONLY) | 37.7 | 15 | 32.8 | 10 | 29.5 | 5
RBOU-3LRWP18W | three PAR36 weatherproof heads with 18W incandescent lamps (12V & 24V ONLY) | 37.7 | 15 | 32.8 | 10 | 29.5 | 5
RBOU-4LRWP6WLEDSB | four PAR36 weatherproof heads with 6W sealed beam LED lamps (12V & 24V ONLY) | 119.3 | 15 | 103.8 | 10 | 93.4 | 5
RBOU-4LRWP9W | four PAR36 weatherproof heads with 9W incandescent lamps | 49.3 | 15 | 42.9 | 10 | 38.6 | 5
RBOU-4LRWP12W | four PAR36 weatherproof heads with 12W incandescent lamps (12V ONLY) | 49.3 | 15 | 42.9 | 10 | 38.6 | 5
RBOU-4LRWP18W | four PAR36 weatherproof heads with 18W incandescent lamps (12V & 24V ONLY) | 49.3 | 15 | 42.9 | 10 | 38.6 | 5
BR1 | Remote Head, Single, Damp Location, 1.7W LED, 6-12VDC, Thermoplastic, white | 13.4 | 15 | 11.7 | 10 | 10.5 | 5
BR2 | Remote Head, Double, Damp Location, 3.5W LED, 6-12VDC, Thermoplastic, white | 19.5 | 15 | 17 | 10 | 15.3 | 5
BRW1 | Remote Head, Single, Wet Location, 1W LED, 3-12VDC, Polycarbonate, white | 23 | 15 | 20 | 10 | 18 | 5
BRW2 | Remote Head, Double, Wet Location, 2W LED, 3-12VDC, Polycarbonate, white | 42.1 | 15 | 36.6 | 10 | 32.9 | 5
BRH1 | Indoor LED single remote head, 3.6V, 6V, 9.6V & 12V, 1W | 19.5 | 15 | 17 | 10 | 15.3 | 5
BRH2 | Indoor LED double head remote, 3.6V, 6V, 9.6V & 12V, 2W | 27.4 | 15 | 23.8 | 10 | 21.4 | 5
BRHWP1 | Outdoor LED single remote head, 3.6V, 6V, 9.6V & 12V, 1W | 36.4 | 15 | 31.7 | 10 | 28.5 | 5
BRHWP2 | Outdoor LED double head remote, 3.6V, 6V, 9.6V & 12V, 2W | 55.9 | 15 | 48.6 | 10 | 43.7 | 5
BRH-AT | autotest (indoor only) | 23.4 | 15 | 23.4 | 10 | 23.4 | 5
BRH-B | black housing | 4.6 | 15 | 4.6 | 10 | 4.6 | 5
BRH-HO | high output | 10 | 15 | 10 | 10 | 10 | 5
BTMR16V5WLEDMR16 | 6V 5W, LED MR16, white, single head | 48 | 15 | 41.8 | 10 | 37.6 | 5
BTMR16V7WLEDMR16 | 6V 7W, LED MR16, white, single head | 51.8 | 15 | 45.1 | 10 | 40.6 | 5
BTMR112V50WMR16 | 12V 50W, MR16, white, single head | 37 | 15 | 32.2 | 10 | 29 | 5
BTMR112V2WLEDMR16 | 12V 2W, LED MR16, white, single head | 43.6 | 15 | 37.9 | 10 | 34.1 | 5
BTMR112V5WLEDMR16 | 12V 5W, LED MR16, white, single head | 48 | 15 | 41.8 | 10 | 37.6 | 5
BTMR112V7WLEDMR16 | 12V 7W, LED MR16, white, single head | 51.8 | 15 | 45.1 | 10 | 40.6 | 5
BTMR26V5WLEDMR16 | 6V 5W, LED MR16, white, double head | 84.3 | 15 | 73.3 | 10 | 66 | 5
BTMR26V7WLEDMR16 | 6V 7W, LED MR16, white, double head | 97.4 | 15 | 84.7 | 10 | 76.2 | 5
BTMR212V50WMR16 | 12V 50W, MR16, white, double head | 61 | 15 | 53.1 | 10 | 47.8 | 5
BTMR212V2WLEDMR16 | 12V 2W, LED MR16, white, double head | 79.2 | 15 | 68.9 | 10 | 62 | 5
BTMR212V5WLEDMR16 | 12V 5W, LED MR16, white, double head | 84.3 | 15 | 73.3 | 10 | 66 | 5
BTMR212V7WLEDMR16 | 12V 7W, LED MR16, white, double head | 97.4 | 15 | 84.7 | 10 | 76.2 | 5
BTMR-B | black housing | 20 | 15 | 20 | 10 | 20 | 5
BTMR-LC | less canopy | 0 | 15 | 0 | 10 | 0 | 5
PR1 | Single head remote, 3.6V, 1 x 0.6W , white | 13 | 15 | 11.3 | 10 | 10.2 | 5
PR1WP | Outdoor LED single remote head, 12 LEDS (EACH), 3.6V, 1 x 1.17W, white | 22.1 | 15 | 19.2 | 10 | 17.3 | 5
PR1WPB | Outdoor LED single remote head, 12 LEDS (EACH), 3.6V, 1 x 1.17W, black | 26 | 15 | 22.6 | 10 | 20.3 | 5
PR2 | Double head remote, 3.6V, 2 x 0.6W (1.22W total), white | 19.5 | 15 | 17 | 10 | 15.3 | 5
PR2WP | Outdoor LED double remote head, 3.6V, 2 x 1.17W (2.34W total), white | 36.4 | 15 | 31.7 | 10 | 28.5 | 5
PR2WPB | Outdoor LED double remote head, 3.6V, 2 x 1.17W (2.34W total), black | 40.2 | 15 | 35 | 10 | 31.5 | 5
PS1 | Square single head remote, 1 x 1.7W LED, white | 13 | 15 | 11.3 | 10 | 10.2 | 5
PS2 | Square double head remote, 2 x 1.7W LED, white | 19.5 | 15 | 17 | 10 | 15.3 | 5
PS2B | Square double head remote, 2 x 1.7W LED, black | 23.3 | 15 | 20.3 | 10 | 18.3 | 5
SEA16V5WLEDMR16 | Nema 4X single head remote 6V 5W LED-MR16 | 58.4 | 15 | 50.8 | 10 | 45.7 | 5
SEA16V7WLEDMR16 | Nema 4X single head remote 6V 7W LED-MR16 | 58.4 | 15 | 50.8 | 10 | 45.7 | 5
SEA112V2WLEDMR16 | Nema 4X single head remote 12V 2W LED-MR16 | 58.4 | 15 | 50.8 | 10 | 45.7 | 5
SEA112V5WLEDMR16 | Nema 4X single head remote 12V 5W LED-MR16 | 58.4 | 15 | 50.8 | 10 | 45.7 | 5
SEA112V7WLEDMR16 | Nema 4X single head remote 12V 7W LED-MR16 | 58.4 | 15 | 50.8 | 10 | 45.7 | 5
SEA124V5WLEDMR16 | Nema 4X single head remote 24V 5W LED-MR16 | 58.4 | 15 | 50.8 | 10 | 45.7 | 5
SEA124V7WLEDMR16 | Nema 4X single head remote 24V 7W LED-MR16 | 58.4 | 15 | 50.8 | 10 | 45.7 | 5
SEA112V50W | Nema 4X single head remote 12V 50W halogen | 29.9 | 15 | 26 | 10 | 23.4 | 5
SEA124V50W | Nema 4X single head remote 24V 50W halogen | 29.9 | 15 | 26 | 10 | 23.4 | 5
SEA26V5WLEDMR16 | Nema 4X double head remote 6V 5W LED-MR16 | 109 | 15 | 94.8 | 10 | 85.3 | 5
SEA26V7WLEDMR16 | Nema 4X double head remote 6V 7W LED-MR16 | 109 | 15 | 94.8 | 10 | 85.3 | 5
SEA212V2WLEDMR16 | Nema 4X double head remote 12V 2W LED-MR16 | 109 | 15 | 94.8 | 10 | 85.3 | 5
SEA212V5WLEDMR16 | Nema 4X double head remote 12V 5W LED-MR16 | 109 | 15 | 94.8 | 10 | 85.3 | 5
SEA212V7WLEDMR16 | Nema 4X double head remote 12V 7W LED-MR16 | 109 | 15 | 94.8 | 10 | 85.3 | 5
SEA224V5WLEDMR16 | Nema 4X double head remote 24V 5W LED-MR16 | 109 | 15 | 94.8 | 10 | 85.3 | 5
SEA224V7WLEDMR16 | Nema 4X double head remote 24V 7W LED-MR16 | 109 | 15 | 94.8 | 10 | 85.3 | 5
SEA212V50W | Nema 4X double head remote 12V 50W halogen | 59.7 | 15 | 51.9 | 10 | 46.7 | 5
SEA224V50W | Nema 4X double head remote 24V 50W halogen | 59.7 | 15 | 51.9 | 10 | 46.7 | 5
SEA-TC | teflon coated lenses | 20.3 | 15 | 20.3 | 10 | 20.3 | 5
TESSQ5112-24V | Square Testa Remote NEMA 4X, Single 12-24V 5W | 90.8 | 15 | 79 | 10 | 71.1 | 5
TESSQ9112-24V | Square Testa Remote NEMA 4X, Single 12-24V 9W | 94.6 | 15 | 82.3 | 10 | 74.1 | 5
TESSQ14112-24V | Square Testa Remote NEMA 4X, Single 12-24V 14W | 97.4 | 15 | 84.7 | 10 | 76.2 | 5
TESSQ30112-24V | Square Testa Remote NEMA 4X, Single 12-24V 27W | 128.4 | 15 | 111.7 | 10 | 100.5 | 5
TESSQ5212-24V | Square Testa Remote NEMA 4X, Double 12-24V 5W | 149.2 | 15 | 129.8 | 10 | 116.8 | 5
TESSQ9212-24V | Square Testa Remote NEMA 4X, Double 12-24V 9W | 153 | 15 | 133.1 | 10 | 119.8 | 5
TESSQ14212-24V | Square Testa Remote NEMA 4X, Double 12-24V 14W | 160.8 | 15 | 139.9 | 10 | 125.9 | 5
TESSQ30212-24V | Square Testa Remote NEMA 4X, Double 12-24V 27W | 201 | 15 | 174.9 | 10 | 157.4 | 5
TESSQ-LC | less canopy | 0 | 15 | 0 | 10 | 0 | 5
RSE6120 | 6V 12W, sealed lead calcium, no heads, white housing | 106.8 | 15 | 92.9 | 10 | 83.6 | 5
RSE6180 | 6V 18W, sealed lead calcium, no heads, white housing | 162.8 | 15 | 141.6 | 10 | 127.4 | 5
RSE6270 | 6V 27W, seal lead calcium, no heads, white housing | 195.7 | 15 | 170.3 | 10 | 153.3 | 5
RSE6360 | 6V 36W, seal lead calcium, no heads, white housing | 203.4 | 15 | 177 | 10 | 159.3 | 5
RSE12270 | 12V 27W, seal lead calcium, no heads, white housing | 203.4 | 15 | 177 | 10 | 159.3 | 5
RSE12360 | 12V 36W, seal lead calcium, no heads, white housing | 208.5 | 15 | 181.4 | 10 | 163.3 | 5
RSE6220NC | 6V 22W, Ni-Cd, no heads, white housing | 234 | 15 | 203.6 | 10 | 183.2 | 5
RSE6420NC | 6V 42W, Ni-Cd, no heads, white housing | 244.1 | 15 | 212.4 | 10 | 191.2 | 5
RSE12420NC | 12V 42W, Ni-Cd, no heads, white housing | 231.5 | 15 | 201.4 | 10 | 181.3 | 5
RSE-1SR7.2W | single PAR18 head with one 7.2W incandescent lamp (6V ONLY) | 9.2 | 15 | 8 | 10 | 7.2 | 5
RSE-1SR9W | single PAR18 head with one 9W incandescent lamp | 13 | 15 | 11.3 | 10 | 10.2 | 5
RSE-1SR12W | single PAR18 head with one 12W lamp (12V ONLY) | 19.5 | 15 | 17 | 10 | 15.3 | 5
RSE-1SR18W | single PAR18 head with one 18W lamp (12V & 24V ONLY) | 19.5 | 15 | 17 | 10 | 15.3 | 5
RSE-1SR12WQ | single PAR18 head with one 12W quartz halogen lamp (6V & 12V ONLY) | 19.5 | 15 | 17 | 10 | 15.3 | 5
RSE-1SR20WQ | single PAR18 head with one 20W quartz halogen lamp (12V ONLY) | 19.5 | 15 | 17 | 10 | 15.3 | 5
RSE-1SR2WLED | single PAR18 head with one 2W LED lamp (12V ONLY) | 20.8 | 15 | 18.1 | 10 | 16.3 | 5
RSE-1SR5WLED | single PAR18 head with one 5W LED lamp | 23.3 | 15 | 20.3 | 10 | 18.3 | 5
RSE-1SR7WLED | single PAR18 head with one 7W LED lamp | 51.8 | 15 | 45.1 | 10 | 40.6 | 5
RSE-2SR7.2W | double PAR18 heads with 7.2W incandescent lamps (6V ONLY) | 18.3 | 15 | 15.9 | 10 | 14.3 | 5
RSE-2SR9W | double PAR18 heads with 9W incandescent lamps | 26 | 15 | 22.6 | 10 | 20.3 | 5
RSE-2SR12W | double PAR18 heads with 12W incandescent lamps (12V ONLY) | 39 | 15 | 33.9 | 10 | 30.5 | 5
RSE-2SR18W | double PAR18 heads with 18W incandescent lamps (12V & 24V ONLY) | 39 | 15 | 33.9 | 10 | 30.5 | 5
RSE-2SR12WQ | double PAR18 heads with 12W quartz halogen lamps (6V & 12V ONLY) | 39 | 15 | 33.9 | 10 | 30.5 | 5
RSE-2SR20WQ | double PAR18 heads with 20W quartz halogen lamps (12V ONLY) | 39 | 15 | 33.9 | 10 | 30.5 | 5
RSE-2SR2WLED | double PAR18 heads with 2W LED lamps (12V ONLY) | 41.5 | 15 | 36.1 | 10 | 32.5 | 5
RSE-2SR5WLED | double PAR18 heads with 5W LED lamps | 48 | 15 | 41.8 | 10 | 37.6 | 5
RSE-2SR7WLED | double PAR18 heads with 7W LED lamps | 103.7 | 15 | 90.2 | 10 | 81.2 | 5
RSE-1LR7.2W | single PAR 36 head with one 7.2W incandescent lamp (6V ONLY) | 29.9 | 15 | 26 | 10 | 23.4 | 5
RSE-1LR9W | single PAR36 head with one 9W incandescent lamp | 13 | 15 | 11.3 | 10 | 10.2 | 5
RSE-1LR12W | single PAR36 head with one 12W incandescent lamp (12V ONLY) | 13 | 15 | 11.3 | 10 | 10.2 | 5
RSE-1LR18W | single PAR36 head with one 18W incandescent lamp (12V & 24V ONLY) | 13 | 15 | 11.3 | 10 | 10.2 | 5
RSE-1LR12WQ | single PAR36 head with one 12W quartz halogen lamp (6V & 12V ONLY) | 24.6 | 15 | 21.4 | 10 | 19.3 | 5
RSE-1LR20WQ | single PAR36 head with one 20W quartz halogen lamp (12V ONLY) | 24.6 | 15 | 21.4 | 10 | 19.3 | 5
RSE-2LR7.2W | double PAR36 heads with 7.2W incandescent lamps (6V ONLY) | 59.7 | 15 | 51.9 | 10 | 46.7 | 5
RSE-2LR9W | double PAR36 heads with 9W incandescent lamps | 24.6 | 15 | 21.4 | 10 | 19.3 | 5
RSE-2LR12W | double PAR36 heads with 12W incandescent lamps (12V ONLY) | 24.6 | 15 | 21.4 | 10 | 19.3 | 5
RSE-2LR18W | double PAR36 heads with 18W incandescent lamps (12V & 24V ONLY) | 24.6 | 15 | 21.4 | 10 | 19.3 | 5
RSE-2LR12WQ | double PAR36 heads with 12W quartz halogen lamps (6V & 12V ONLY) | 49.3 | 15 | 42.9 | 10 | 38.6 | 5
RSE-2LR20WQ | double PAR36 heads with 20W quartz halogen lamps (12V ONLY) | 49.3 | 15 | 42.9 | 10 | 38.6 | 5
RSE-1BTMR2WLED | single MR16 head with one 2W LED lamp (12V only) | 44.1 | 15 | 38.4 | 10 | 34.6 | 5
RSE-1BTMR5WLED | single MR16 head with one 5W LED lamp | 48 | 15 | 41.8 | 10 | 37.6 | 5
RSE-1BTMR7WLED | single MR16 head with one 7W LED lamp | 54.5 | 15 | 47.4 | 10 | 42.7 | 5
RSE-2BTMR2WLED | double MR16 heads with 2W LED lamps (12V only) | 88.3 | 15 | 76.8 | 10 | 69.1 | 5
RSE-2BTMR5WLED | double MR16 heads with 5W LED lamps | 97.4 | 15 | 84.7 | 10 | 76.2 | 5
RSE-2BTMR7WLED | double MR16 heads with 7W LED lamps | 110.2 | 15 | 95.9 | 10 | 86.3 | 5
RSE-AM | ammeter | 25.4 | 15 | 25.4 | 10 | 25.4 | 5
RSE-AT | autotest (battery units) | 22.4 | 15 | 22.4 | 10 | 22.4 | 5
RSE-B | black finish | consult factory | 15 | consult factory | 10 | consult factory | 5
RSE-BZ | audible alarm (buzzer) | 50.8 | 15 | 50.8 | 10 | 50.8 | 5
RSE-FAI | fire alarm interface - specify voltage and type (open/closed/12-24VDC)(open/closed 120V only) | 71.1 | 15 | 71.1 | 10 | 71.1 | 5
RSE-IRT | infrared testing (specify input voltage) | 76.2 | 15 | 76.2 | 10 | 76.2 | 5
RSE-TC | teflon coated lenses | 20.3 | 15 | 20.3 | 10 | 20.3 | 5
RSE-TD | time delay- specify 5 , 10 , 15 mins (10 min std) | 20.3 | 15 | 20.3 | 10 | 20.3 | 5
RSE-TP | tamper proof screws | 18.3 | 15 | 18.3 | 10 | 18.3 | 5
RSE-VM | voltmeter | 25.4 | 15 | 25.4 | 10 | 25.4 | 5
RSE-HHC | remote control for IRT (remote will operate multiple units; order remote separately) | 39 | 15 | 33.9 | 10 | 30.5 | 5
RTB6180 | 6V 18W, sealed lead calcium, no heads, white housing | 160.2 | 15 | 139.4 | 10 | 125.5 | 5
RTB6270 | 12V 27W, sealed lead calcium, no heads, white housing | 172.9 | 15 | 150.4 | 10 | 135.4 | 5
RTB6360 | 12V 36W, sealed lead calcium, no heads, white housing | 185.7 | 15 | 161.6 | 10 | 145.4 | 5
RTB6600 | 6V 60W, sealed lead calcium, no heads, white housing | 228.9 | 15 | 199.1 | 10 | 179.2 | 5
RTB6720 | 6V 72W, sealed lead calcium, no heads, white housing | 236.6 | 15 | 205.8 | 10 | 185.2 | 5
RTB12270 | 12V 27W, sealed lead calcium, no heads, white housing | 157.6 | 15 | 137.1 | 10 | 123.4 | 5
RTB12360 | 12V 36W, sealed lead calcium, no heads, white housing | 183.1 | 15 | 159.3 | 10 | 143.4 | 5
RTB12600 | 12V 60W, sealed lead calcium, no heads, white housing | 216.2 | 15 | 188.1 | 10 | 169.3 | 5
RTB12720 | 12V 72W, sealed lead calcium, no heads, white housing | 241.6 | 15 | 210.2 | 10 | 189.2 | 5
RTB6220NC | 6V 42W, Ni-Cd, no heads, white housing | 180.6 | 15 | 157.1 | 10 | 141.4 | 5
RTB6420NC | 6V 42W, Ni-Cd, no heads, white housing | 213.9 | 15 | 186.1 | 10 | 167.5 | 5
RTB6900NC | 6V 90W, Ni-Cd, no heads, white housing | 257.9 | 15 | 224.4 | 10 | 202 | 5
RTB12420NC | 12V 42W, Ni-Cd, no heads, white housing | 234 | 15 | 203.6 | 10 | 183.2 | 5
RTB12900NC | 12V 90W, Ni-Cd, no heads, white housing | 284.8 | 15 | 247.8 | 10 | 223 | 5
RTB-1SR7.2W | single PAR18 head with one 7.2W incandescent lamp (6V ONLY) | 9.2 | 15 | 8 | 10 | 7.2 | 5
RTB-1SR9W | single PAR18 head with one 9W incandescent lamp | 13 | 15 | 11.3 | 10 | 10.2 | 5
RTB-1SR12W | single PAR18 head with one 12W lamp (12V ONLY) | 19.5 | 15 | 17 | 10 | 15.3 | 5
RTB-1SR18W | single PAR18 head with one 18W lamp (12V & 24V ONLY) | 19.5 | 15 | 17 | 10 | 15.3 | 5
RTB-1SR12WQ | single PAR18 head with one 12W quartz halogen lamp (6V & 12V ONLY) | 19.5 | 15 | 17 | 10 | 15.3 | 5
RTB-1SR20WQ | single PAR18 head with one 20W quartz halogen lamp (12V ONLY) | 19.5 | 15 | 17 | 10 | 15.3 | 5
RTB-1SR2WLED | single PAR18 head with one 2W LED lamp (12V ONLY) | 20.8 | 15 | 18.1 | 10 | 16.3 | 5
RTB-1SR5WLED | single PAR18 head with one 5W LED lamp | 23.3 | 15 | 20.3 | 10 | 18.3 | 5
RTB-1SR7WLED | single PAR18 head with one 7W LED lamp | 51.8 | 15 | 45.1 | 10 | 40.6 | 5
RTB-2SR7.2W | double PAR18 heads with 7.2W incandescent lamps (6V ONLY) | 18.3 | 15 | 15.9 | 10 | 14.3 | 5
RTB-2SR9W | double PAR18 heads with 9W incandescent lamps | 26 | 15 | 22.6 | 10 | 20.3 | 5
RTB-2SR12W | double PAR18 heads with 12W incandescent lamps (12V ONLY) | 39 | 15 | 33.9 | 10 | 30.5 | 5
RTB-2SR18W | double PAR18 heads with 18W incandescent lamps (12V & 24V ONLY) | 39 | 15 | 33.9 | 10 | 30.5 | 5
RTB-2SR12WQ | double PAR18 heads with 12W quartz halogen lamps (6V & 12V ONLY) | 39 | 15 | 33.9 | 10 | 30.5 | 5
RTB-2SR20WQ | double PAR18 heads with 20W quartz halogen lamps (12V ONLY) | 39 | 15 | 33.9 | 10 | 30.5 | 5
RTB-2SR2WLED | double PAR18 heads with 2W LED lamps (12V ONLY) | 41.5 | 15 | 36.1 | 10 | 32.5 | 5
RTB-2SR5WLED | double PAR18 heads with 5W LED lamps | 48 | 15 | 41.8 | 10 | 37.6 | 5
RTB-2SR7WLED | double PAR18 heads with 7W LED lamps | 103.7 | 15 | 90.2 | 10 | 81.2 | 5
RTB-1LR7.2W | single PAR 36 head with one 7.2W incandescent lamp (6V ONLY) | 29.9 | 15 | 26 | 10 | 23.4 | 5
RTB-1LR9W | single PAR36 head with one 9W incandescent lamp | 13 | 15 | 11.3 | 10 | 10.2 | 5
RTB-1LR12W | single PAR36 head with one 12W incandescent lamp (12V ONLY) | 13 | 15 | 11.3 | 10 | 10.2 | 5
RTB-1LR18W | single PAR36 head with one 18W incandescent lamp (12V & 24V ONLY) | 13 | 15 | 11.3 | 10 | 10.2 | 5
RTB-1LR12WQ | single PAR36 head with one 12W quartz halogen lamp (6V & 12V ONLY) | 24.6 | 15 | 21.4 | 10 | 19.3 | 5
RTB-1LR20WQ | single PAR36 head with one 20W quartz halogen lamp (12V ONLY) | 24.6 | 15 | 21.4 | 10 | 19.3 | 5
RTB-2LR7.2W | double PAR36 heads with 7.2W incandescent lamps (6V ONLY) | 59.7 | 15 | 51.9 | 10 | 46.7 | 5
RTB-2LR9W | double PAR36 heads with 9W incandescent lamps | 24.6 | 15 | 21.4 | 10 | 19.3 | 5
RTB-2LR12W | double PAR36 heads with 12W incandescent lamps (12V ONLY) | 24.6 | 15 | 21.4 | 10 | 19.3 | 5
RTB-2LR18W | double PAR36 heads with 18W incandescent lamps (12V & 24V ONLY) | 24.6 | 15 | 21.4 | 10 | 19.3 | 5
RTB-2LR12WQ | double PAR36 heads with 12W quartz halogen lamps (6V & 12V ONLY) | 49.3 | 15 | 42.9 | 10 | 38.6 | 5
RTB-2LR20WQ | double PAR36 heads with 20W quartz halogen lamps (12V ONLY) | 49.3 | 15 | 42.9 | 10 | 38.6 | 5
RTB-1BTMR2WLED | single MR16 head with one 2W LED lamp (12V only) | 44.1 | 15 | 38.4 | 10 | 34.6 | 5
RTB-1BTMR5WLED | single MR16 head with one 5W LED lamp | 48 | 15 | 41.8 | 10 | 37.6 | 5
RTB-1BTMR7WLED | single MR16 head with one 7W LED lamp | 54.5 | 15 | 47.4 | 10 | 42.7 | 5
RTB-2BTMR2WLED | double MR16 heads with 2W LED lamps (12V only) | 88.3 | 15 | 76.8 | 10 | 69.1 | 5
RTB-2BTMR5WLED | double MR16 heads with 5W LED lamps | 97.4 | 15 | 84.7 | 10 | 76.2 | 5
RTB-2BTMR7WLED | double MR16 heads with 7W LED lamps | 110.2 | 15 | 95.9 | 10 | 86.3 | 5
RTB-ACTB | AC terminal block | 25.4 | 15 | 25.4 | 10 | 25.4 | 5
RTB-AM | ammeter | 25.4 | 15 | 25.4 | 10 | 25.4 | 5
RTB-AT | autotest (battery units) | 22.4 | 15 | 22.4 | 10 | 22.4 | 5
RTB-B | black finish | contact factory | 15 | contact factory | 10 | contact factory | 5
RTB-BZ | audible alarm (buzzer) | 50.8 | 15 | 50.8 | 10 | 50.8 | 5
RTB-CC | custom color | contact factory | 15 | contact factory | 10 | contact factory | 5
RTB-DCTB | DC terminal block | 25.4 | 15 | 25.4 | 10 | 25.4 | 5
RTB-FAI | fire alarm interface - specify voltage and type (open/closed/12-24VDC)(open/closed 120V only) | 71.1 | 15 | 71.1 | 10 | 71.1 | 5
RTB-IRT | infrared testing (specify input voltage) | 76.2 | 15 | 76.2 | 10 | 76.2 | 5
RTB-TC | teflon coated lenses | 20.3 | 15 | 20.3 | 10 | 20.3 | 5
RTB-TD | time delay- specify 5 , 10 , 15 mins (10 min std) | 20.3 | 15 | 20.3 | 10 | 20.3 | 5
RTB-TP | tamper proof screws | 18.3 | 15 | 18.3 | 10 | 18.3 | 5
RTB-VM | voltmeter | 25.4 | 15 | 25.4 | 10 | 25.4 | 5
RTB-HHC | remote control for IRT (remote will operate multiple units; order remote separately) | 39 | 15 | 33.9 | 10 | 30.5 | 5
SLPL1210LR1 | Combo, 12V 10W, red LED, single face, 120-347V, white housing | 184.6 | 15 | 160.6 | 10 | 144.5 | 5
SLPL1210LR2 | Combo, 12V 10W, red LED, double face, 120-347V, white housing | 196.9 | 15 | 171.3 | 10 | 154.2 | 5
SLPL1210LRU | Combo, 12V 10W, red LED, universal face, 120-347V, white housing | 209.2 | 15 | 182 | 10 | 163.8 | 5
SLPL1210LG1 | Combo, 12V 10W, green LED, single face, 120-347V, white housing | 196.9 | 15 | 171.3 | 10 | 154.2 | 5
SLPL1210LG2 | Combo, 12V 10W, green LED, double face, 120-347V, white housing | 209.2 | 15 | 182 | 10 | 163.8 | 5
SLPL1210LGU | Combo, 12V 10W, green LED, universal face, 120-347V, white housing | 221.5 | 15 | 192.7 | 10 | 173.4 | 5
SLPL-C | ceiling | 0 | 15 | 0 | 10 | 0 | 5
SLPL-M | universal | 0 | 15 | 0 | 10 | 0 | 5
SLPL-W | wall | 0 | 15 | 0 | 10 | 0 | 5
SLPL-120SA | 120 min emergency (SA only) | 25.4 | 15 | 25.4 | 10 | 25.4 | 5
SLPL-AT | autotest (battery units) | 22.4 | 15 | 22.4 | 10 | 22.4 | 5
SLPL-CC | custom color | contact factory | 15 | contact factory | 10 | contact factory | 5
SLPL-TP | tamper proof screws | 18.3 | 15 | 18.3 | 10 | 18.3 | 5
SLPL-1PK12W | 12” white pendant kit (contact factory for custom lengths) | 23.3 | 15 | 20.3 | 10 | 18.3 | 5
SLPL-WG3DX16.5LX14WWHT | wireguard, 3"D X 16.5"L X 14"W, white (FRMC wall, STX wall, QR wall, CRVC recessed wall, LC1 wall, NYCSTX wall, NYCEST wall, PXA wall, PX wall, ATXRE wall) | 59.7 | 15 | 51.9 | 10 | 46.7 | 5
STXHTLRU | AC only, universal face, red LED, white housing | 71.3 | 15 | 62 | 10 | 55.8 | 5
STXHTLGU | AC only universal face, green LED, white housing | 83.9 | 15 | 73 | 10 | 65.7 | 5
STXSALRU | Ni-Cd battery, universal face, red LED, white housing | 83.2 | 15 | 72.4 | 10 | 65.2 | 5
STXSALGU | Ni-Cd battery, universal face, green LED, white housing | 95.9 | 15 | 83.4 | 10 | 75.1 | 5
STX-120SA | 120 min emergency (SA only) | 25.4 | 15 | 25.4 | 10 | 25.4 | 5
STX-2CK | dual circuit (HT only) | 51.8 | 15 | 51.8 | 10 | 51.8 | 5
STX-AT | autotest (SA only) | 16.8 | 15 | 16.8 | 10 | 16.8 | 5
STX-BLK | black finish | 17.3 | 15 | 17.3 | 10 | 17.3 | 5
STX-BZ | audible alarm (buzzer) | 50.8 | 15 | 50.8 | 10 | 50.8 | 5
STX-CC | custom color | contact factory | 15 | contact factory | 10 | contact factory | 5
STX-FAI | fire alarm interface - specify voltage and type (open/closed/12-24VDC)(open/closed 120V only) | 71.1 | 15 | 71.1 | 10 | 71.1 | 5
STX-FL | visual alarm/ flasher (only with AT option) | 25.4 | 15 | 25.4 | 10 | 25.4 | 5
STX-SW | special wording | contact factory | 15 | contact factory | 10 | contact factory | 5
STX-SWCT | Connecticut approved exit sign | 77 | 15 | 77 | 10 | 77 | 5
STX-SWHE | exit with international ADA symbol | 77 | 15 | 77 | 10 | 77 | 5
STX-TP | tamper proof screws | 18.3 | 15 | 18.3 | 10 | 18.3 | 5
STX-UDC | universal 6-24VDC (HT only) | 15.3 | 15 | 15.3 | 10 | 15.3 | 5
STX-1PK12B | 12” black pendant kit (contact factory for custom lengths) | 23.3 | 15 | 20.3 | 10 | 18.3 | 5
STX-1PK12BA | 12” brushed aluminum pendant kit | 77.8 | 15 | 67.7 | 10 | 60.9 | 5
STX-1PK12W | 12” white pendant kit (contact factory for custom lengths) | 23.3 | 15 | 20.3 | 10 | 18.3 | 5
STX-BPG3 | wireguard, 14.5” x 6” x 10.5” (XMR, ceiling mount STX, ATX, VE, FORMA) | 160 | 15 | 139.2 | 10 | 125.3 | 5
STX-WG3DX16.5LX14WWHT | wireguard, 3"D X 16.5"L X 14"W, white (FRMC wall, STX wall, QR wall, CRVC recessed wall, LC1 wall, NYCSTX wall, NYCEST wall, PXA wall, PX wall, ATXRE wall) | 59.7 | 15 | 51.9 | 10 | 46.7 | 5
STX-WG14.5DX12.5LX6.5WWHT | wireguard, 14.5"D X 12.5"L X 6.5"W, white (STX ceiling, WLX ceiling, WLX end mount, VE end mount, STX end mount, FMPL ceiling/ end, PXA ceiling, EPX end) | 83 | 15 | 72.2 | 10 | 65 | 5
STXSWCT-WG4.5DX19.5LX13WWHT | wireguard, 4.5"D X 19.5"L X 13"W, white (ATX wall, ATXSWCT wall, STXSWCT wall, CRVC surface wall) | 58.4 | 15 | 50.8 | 10 | 45.7 | 5
STXC6120 | 6V 12W, no heads, universal mount, white housing | 141 | 15 | 122.7 | 10 | 110.4 | 5
STXC6180 | 6V 18W, no heads, universal mount, white housing | 149.5 | 15 | 130.1 | 10 | 117.1 | 5
STXC6270 | 6V 27W, no heads, universal mount, white housing | 158.7 | 15 | 138.1 | 10 | 124.3 | 5
STXC6360 | 6V 27W, no heads, universal mount, white housing | 168.5 | 15 | 146.6 | 10 | 131.9 | 5
STXC12270 | 12V 27W, no heads, universal mount, white housing | 179 | 15 | 155.7 | 10 | 140.1 | 5
STXC12360 | 12V 36W, no heads, universal mount, white housing | 190.1 | 15 | 165.4 | 10 | 148.9 | 5
STXC6220NC | 6V 22W, no heads, universal mount, white housing, Ni-Cd battery | 168.6 | 15 | 146.7 | 10 | 132 | 5
STXC6420NC | 6V 42W, no heads, universal mount, white housing, Ni-Cd battery (large cabinet) | 178.9 | 15 | 155.6 | 10 | 140 | 5
STXC12420NC | 12V 42W, no heads, universal mount, white housing, Ni-Cd battery (large cabinet) | 190.3 | 15 | 165.6 | 10 | 149 | 5
STXC-LRUU | universal faces, red LED | 0 | 15 | 0 | 10 | 0 | 5
STXC-LGUU | universal faces, green LED | 0 | 15 | 0 | 10 | 0 | 5
STXC-1SR7.2W | single PAR18 head with one 7.2W incandescent lamp (6V ONLY) | 9.2 | 15 | 8 | 10 | 7.2 | 5
STXC-1SR9W | single PAR18 head with one 9W incandescent lamp | 13 | 15 | 11.3 | 10 | 10.2 | 5
STXC-1SR18W | single PAR18 head with one 18W lamp (12V & 24V ONLY) | 19.5 | 15 | 17 | 10 | 15.3 | 5
STXC-1SR12WQ | single PAR18 head with one 12W quartz halogen lamp (6V & 12V ONLY) | 19.5 | 15 | 17 | 10 | 15.3 | 5
STXC-1SR2WLED | single PAR18 head with one 2W LED lamp (12V ONLY) | 20.8 | 15 | 18.1 | 10 | 16.3 | 5
STXC-1SR5WLED | single PAR18 head with one 5W LED lamp | 23.3 | 15 | 20.3 | 10 | 18.3 | 5
STXC-1SR7WLED | single PAR18 head with one 7W LED lamp | 51.8 | 15 | 45.1 | 10 | 40.6 | 5
STXC-2SR7.2W | double PAR18 heads with 7.2W incandescent lamps (6V ONLY) | 18.3 | 15 | 15.9 | 10 | 14.3 | 5
STXC-2SR9W | double PAR18 heads with 9W incandescent lamps | 26 | 15 | 22.6 | 10 | 20.3 | 5
STXC-2SR18W | double PAR18 heads with 18W incandescent lamps (12V & 24V ONLY) | 39 | 15 | 33.9 | 10 | 30.5 | 5
STXC-2SR12WQ | double PAR18 heads with 12W quartz halogen lamps (6V & 12V ONLY) | 39 | 15 | 33.9 | 10 | 30.5 | 5
STXC-2SR2WLED | double PAR18 heads with 2W LED lamps (12V ONLY) | 41.5 | 15 | 36.1 | 10 | 32.5 | 5
STXC-2SR5WLED | double PAR18 heads with 5W LED lamps | 48 | 15 | 41.8 | 10 | 37.6 | 5
STXC-2SR7WLED | double PAR18 heads with 7W LED lamps | 103.7 | 15 | 90.2 | 10 | 81.2 | 5
STXC-1LR7.2W | single PAR 36 head with one 7.2W incandescent lamp (6V ONLY) | 29.9 | 15 | 26 | 10 | 23.4 | 5
STXC-1LR9W | single PAR36 head with one 9W incandescent lamp | 13 | 15 | 11.3 | 10 | 10.2 | 5
STXC-1LR18W | single PAR36 head with one 18W incandescent lamp (12V & 24V ONLY) | 13 | 15 | 11.3 | 10 | 10.2 | 5
STXC-1LR12WQ | single PAR36 head with one 12W quartz halogen lamp (6V & 12V ONLY) | 24.6 | 15 | 21.4 | 10 | 19.3 | 5
STXC-2LR7.2W | double PAR36 heads with 7.2W incandescent lamps (6V ONLY) | 59.7 | 15 | 51.9 | 10 | 46.7 | 5
STXC-2LR9W | double PAR36 heads with 9W incandescent lamps | 24.6 | 15 | 21.4 | 10 | 19.3 | 5
STXC-2LR18W | double PAR36 heads with 18W incandescent lamps (12V & 24V ONLY) | 24.6 | 15 | 21.4 | 10 | 19.3 | 5
STXC-2LR12WQ | double PAR36 heads with 12W quartz halogen lamps (6V & 12V ONLY) | 49.3 | 15 | 42.9 | 10 | 38.6 | 5
STXC-1BTMR2WLED | single MR16 head with one 2W LED lamp (12V only) | 44.1 | 15 | 38.4 | 10 | 34.6 | 5
STXC-1BTMR5WLED | single MR16 head with one 5W LED lamp | 48 | 15 | 41.8 | 10 | 37.6 | 5
STXC-1BTMR7WLED | single MR16 head with one 7W LED lamp | 54.5 | 15 | 47.4 | 10 | 42.7 | 5
STXC-2BTMR2WLED | double MR16 heads with 2W LED lamps (12V only) | 88.3 | 15 | 76.8 | 10 | 69.1 | 5
STXC-2BTMR5WLED | double MR16 heads with 5W LED lamps | 97.4 | 15 | 84.7 | 10 | 76.2 | 5
STXC-2BTMR7WLED | double MR16 heads with 7W LED lamps | 110.2 | 15 | 95.9 | 10 | 86.3 | 5
STXC-AT | autotest (battery units) | 22.4 | 15 | 22.4 | 10 | 22.4 | 5
STXC-BLK | black housing | contact factory | 15 | contact factory | 10 | contact factory | 5
STXC-BZ | audible alarm (buzzer) | 50.8 | 15 | 50.8 | 10 | 50.8 | 5
STXC-CC | custom color | contact factory | 15 | contact factory | 10 | contact factory | 5
STXC-FAI | fire alarm interface - specify voltage and type (open/closed/12-24VDC)(open/closed 120V only) | 71.1 | 15 | 71.1 | 10 | 71.1 | 5
STXC-FL | visual alarm/ flasher (only with AT option) | 25.4 | 15 | 25.4 | 10 | 25.4 | 5
STXC-TD | time delay- specify 5 , 10 , 15 mins (10 min std) | 20.3 | 15 | 20.3 | 10 | 20.3 | 5
STXC-TP | tamper proof screws | 18.3 | 15 | 18.3 | 10 | 18.3 | 5
STXC-1PK12B | 12” black pendant kit (contact factory for custom lengths) | 23.3 | 15 | 20.3 | 10 | 18.3 | 5
STXC-1PK12BA | 12” brushed aluminum pendant kit | 77.8 | 15 | 67.7 | 10 | 60.9 | 5
STXC-1PK12W | 12” white pendant kit (contact factory for custom lengths) | 23.3 | 15 | 20.3 | 10 | 18.3 | 5
STXC-BPG10 | wireguard, 13.5” x 12” x 16.5” (ceiling mount STXC) | 274.9 | 15 | 239.2 | 10 | 215.3 | 5
STXC6120SWCT | 6V 12W, universal mount, no heads, white housing | 224 | 15 | 194.9 | 10 | 175.4 | 5
STXC6180SWCT | 6V 18W, universal mount, no heads, white housing | 232.4 | 15 | 202.2 | 10 | 182 | 5
STXC6270SWCT | 6V 12W, universal mount, no heads, white housing | 241.7 | 15 | 210.3 | 10 | 189.3 | 5
STXC12270SWCT | 6V 12W, universal mount, no heads, white housing | 261.8 | 15 | 227.8 | 10 | 205 | 5
STXC6220SWCTNC | 6V 12W, universal mount, no heads, white housing, Ni-Cd battery | 261.1 | 15 | 227.2 | 10 | 204.5 | 5
STXCSWCT-LRUU | universal faces, red LED, Exit and ADA symbol | 18.3 | 15 | 18.3 | 10 | 18.3 | 5
STXCSWCT-LGUU | universal faces, green LED, Exit and ADA symbol | 27.5 | 15 | 27.5 | 10 | 27.5 | 5
STXCSWCT-1SR7.2W | single PAR18 head with one 7.2W incandescent lamp (6V ONLY) | 9.2 | 15 | 8 | 10 | 7.2 | 5
STXCSWCT-1SR9W | single PAR18 head with one 9W incandescent lamp | 13 | 15 | 11.3 | 10 | 10.2 | 5
STXCSWCT-1SR18W | single PAR18 head with one 18W lamp (12V & 24V ONLY) | 19.5 | 15 | 17 | 10 | 15.3 | 5
STXCSWCT-1SR12WQ | single PAR18 head with one 12W quartz halogen lamp (6V & 12V ONLY) | 19.5 | 15 | 17 | 10 | 15.3 | 5
STXCSWCT-1SR2WLED | single PAR18 head with one 2W LED lamp (12V ONLY) | 20.8 | 15 | 18.1 | 10 | 16.3 | 5
STXCSWCT-1SR5WLED | single PAR18 head with one 5W LED lamp | 23.3 | 15 | 20.3 | 10 | 18.3 | 5
STXCSWCT-1SR7WLED | single PAR18 head with one 7W LED lamp | 51.8 | 15 | 45.1 | 10 | 40.6 | 5
STXCSWCT-2SR7.2W | double PAR18 heads with 7.2W incandescent lamps (6V ONLY) | 18.3 | 15 | 15.9 | 10 | 14.3 | 5
STXCSWCT-2SR9W | double PAR18 heads with 9W incandescent lamps | 26 | 15 | 22.6 | 10 | 20.3 | 5
STXCSWCT-2SR18W | double PAR18 heads with 18W incandescent lamps (12V & 24V ONLY) | 39 | 15 | 33.9 | 10 | 30.5 | 5
STXCSWCT-2SR12WQ | double PAR18 heads with 12W quartz halogen lamps (6V & 12V ONLY) | 39 | 15 | 33.9 | 10 | 30.5 | 5
STXCSWCT-2SR2WLED | double PAR18 heads with 2W LED lamps (12V ONLY) | 41.5 | 15 | 36.1 | 10 | 32.5 | 5
STXCSWCT-2SR5WLED | double PAR18 heads with 5W LED lamps | 48 | 15 | 41.8 | 10 | 37.6 | 5
STXCSWCT-2SR7WLED | double PAR18 heads with 7W LED lamps | 103.7 | 15 | 90.2 | 10 | 81.2 | 5
STXCSWCT-1LR7.2W | single PAR 36 head with one 7.2W incandescent lamp (6V ONLY) | 29.9 | 15 | 26 | 10 | 23.4 | 5
STXCSWCT-1LR9W | single PAR36 head with one 9W incandescent lamp | 13 | 15 | 11.3 | 10 | 10.2 | 5
STXCSWCT-1LR18W | single PAR36 head with one 18W incandescent lamp (12V & 24V ONLY) | 13 | 15 | 11.3 | 10 | 10.2 | 5
STXCSWCT-1LR12WQ | single PAR36 head with one 12W quartz halogen lamp (6V & 12V ONLY) | 24.6 | 15 | 21.4 | 10 | 19.3 | 5
STXCSWCT-2LR7.2W | double PAR36 heads with 7.2W incandescent lamps (6V ONLY) | 59.7 | 15 | 51.9 | 10 | 46.7 | 5
STXCSWCT-2LR9W | double PAR36 heads with 9W incandescent lamps | 24.6 | 15 | 21.4 | 10 | 19.3 | 5
STXCSWCT-2LR18W | double PAR36 heads with 18W incandescent lamps (12V & 24V ONLY) | 24.6 | 15 | 21.4 | 10 | 19.3 | 5
STXCSWCT-2LR12WQ | double PAR36 heads with 12W quartz halogen lamps (6V & 12V ONLY) | 49.3 | 15 | 42.9 | 10 | 38.6 | 5
STXCSWCT-1BTMR2WLED | single MR16 head with one 2W LED lamp (12V only) | 44.1 | 15 | 38.4 | 10 | 34.6 | 5
STXCSWCT-1BTMR5WLED | single MR16 head with one 5W LED lamp | 48 | 15 | 41.8 | 10 | 37.6 | 5
STXCSWCT-1BTMR7WLED | single MR16 head with one 7W LED lamp | 54.5 | 15 | 47.4 | 10 | 42.7 | 5
STXCSWCT-2BTMR2WLED | double MR16 heads with 2W LED lamps (12V only) | 88.3 | 15 | 76.8 | 10 | 69.1 | 5
STXCSWCT-2BTMR5WLED | double MR16 heads with 5W LED lamps | 97.4 | 15 | 84.7 | 10 | 76.2 | 5
STXCSWCT-2BTMR7WLED | double MR16 heads with 7W LED lamps | 110.2 | 15 | 95.9 | 10 | 86.3 | 5
STXCSWCT-AT | autotest (battery units) | 22.4 | 15 | 22.4 | 10 | 22.4 | 5
STXCSWCT-BLK | black finish | contact factory | 15 | contact factory | 10 | contact factory | 5
STXCSWCT-BZ | audible alarm (buzzer) | 50.8 | 15 | 50.8 | 10 | 50.8 | 5
STXCSWCT-CC | custom color | contact factory | 15 | contact factory | 10 | contact factory | 5
STXCSWCT-FAI | fire alarm interface - specify voltage and type (open/closed/12-24VDC)(open/closed 120V only) | 71.1 | 15 | 71.1 | 10 | 71.1 | 5
STXCSWCT-FL | visual alarm/ flasher (only with AT option) | 25.4 | 15 | 25.4 | 10 | 25.4 | 5
STXCSWCT-SWHE | exit with international ADA symbol | 77 | 15 | 77 | 10 | 77 | 5
STXCSWCT-TD | time delay- specify 5 , 10 , 15 mins (10 min std) | 20.3 | 15 | 20.3 | 10 | 20.3 | 5
STXCSWCT-TP | tamper proof screws | 18.3 | 15 | 18.3 | 10 | 18.3 | 5
STXCSWCT-1PK12B | 12” black pendant kit (contact factory for custom lengths) | 23.3 | 15 | 20.3 | 10 | 18.3 | 5
STXCSWCT-1PK12BA | 12” brushed aluminum pendant kit | 77.8 | 15 | 67.7 | 10 | 60.9 | 5
STXCSWCT-1PK12W | 12” white pendant kit (contact factory for custom lengths) | 23.3 | 15 | 20.3 | 10 | 18.3 | 5
STX-WG3DX16.5LX14WWHT | wireguard, 3"D X 16.5"L X 14"W, white (FRMC wall, STX wall, QR wall, CRVC recessed wall, LC1 wall, NYCSTX wall, NYCEST wall, PXA wall, PX wall, ATXRE wall) | 59.7 | 15 | 51.9 | 10 | 46.7 | 5
STX-WG14.5DX12.5LX6.5WWHT | wireguard, 14.5"D X 12.5"L X 6.5"W, white (STX ceiling, WLX ceiling, WLX end mount, VE end mount, STX end mount, FMPL ceiling/ end, PXA ceiling, EPX end) | 83 | 15 | 72.2 | 10 | 65 | 5
STXSWCT-WG4.5DX19.5LX13WWHT | wireguard, 4.5"D X 19.5"L X 13"W, white (ATX wall, ATXSWCT wall, STXSWCT wall, CRVC surface wall) | 58.4 | 15 | 50.8 | 10 | 45.7 | 5
TALEDHTUNV | AC only, 17W, LED | 141.4 | 15 | 123 | 10 | 110.7 | 5
TALEDSEUNV | Ni-Mh battery, 17W, 120 min emergency operation, LED | 177.5 | 15 | 154.4 | 10 | 139 | 5
TALEDSAUNV | AC & EM, Ni-Mh battery, 17W, 120 min emergency operation, LED | 183.9 | 15 | 160 | 10 | 144 | 5
TALED-AT | autotest (battery units) | 22.5 | 15 | 22.5 | 10 | 22.5 | 5
TALED-BLK | black finish | 17.3 | 15 | 17.3 | 10 | 17.3 | 5
TALED-RK | recessed kit for drywall/concrete wall/ ceiling | 58.9 | 15 | 58.9 | 10 | 58.9 | 5
TALED-TB | t-bar mount | 40.6 | 15 | 40.6 | 10 | 40.6 | 5
TALEDECOSEUNV | Ni-Mh battery, 11W, 90 min emergency operation, LED | 162.1 | 15 | 141 | 10 | 126.9 | 5
TALEDECO-AT | autotest (battery units) | 22.5 | 15 | 22.5 | 10 | 22.5 | 5
TALEDECO-B | black housing | 17.3 | 15 | 17.3 | 10 | 17.3 | 5
TALEDECO-RK | recessed kit white trim plate, drywall and concrete (not available in black) | 58.9 | 15 | 58.9 | 10 | 58.9 | 5
TALEDECO-TB | recess trim plate, T-bar | 40.6 | 15 | 40.6 | 10 | 40.6 | 5
TALEDPLUSHTUNV | AC only, 22W, LED | 136.1 | 15 | 118.4 | 10 | 106.6 | 5
TALEDPLUSSEUNV | Li-ion battery, 9.25W, 90 min emergency operation, LED | 254.1 | 15 | 221.1 | 10 | 199 | 5
TALEDPLUSSAUNV | AC & EM, Li-ion battery, 25W, 90 min emergency operation, LED | 292.4 | 15 | 254.4 | 10 | 229 | 5
TALEDPLUS-AT | autotest (battery units) | 22.5 | 15 | 22.5 | 10 | 22.5 | 5
TALEDPLUS-B | black housing | 17.3 | 15 | 17.3 | 10 | 17.3 | 5
TALEDPLUS-RK | recessed kit white trim plate, drywall and concrete (not available in black) | 58.9 | 15 | 58.9 | 10 | 58.9 | 5
TALEDPLUS-TB | recess trim plate, T-bar | 40.6 | 15 | 40.6 | 10 | 40.6 | 5
TALED-WG4.5DX17.5LX7WWHT | wireguard, 4.5"D X 17.5"L X 7"W, white (TEMPESTA, BBX surface, EPE wall) | 37.7 | 15 | 32.8 | 10 | 29.5 | 5
TSL1R10BU | 10-year tritium exit, black frame single face red on white stencil, universal mount | 283.9 | 15 | 247 | 10 | 222.3 | 5
TSL1R10GRYU | 10-year tritium exit, gray frame single face red on white stencil, universal mount | 283.9 | 15 | 247 | 10 | 222.3 | 5
TSL1R10WU | 10-year tritium exit, white frame single face red on white stencil, universal mount | 283.9 | 15 | 247 | 10 | 222.3 | 5
TSL2R10BU | 10-year tritium exit, black frame double face red on white stencil, universal mount | 565.3 | 15 | 491.8 | 10 | 442.6 | 5
TSL2R10GRYU | 10-year tritium exit, gray frame double face red on white stencil, universal mount | 565.3 | 15 | 491.8 | 10 | 442.6 | 5
TSL2R10WU | 10-year tritium exit, white frame double face red on white stencil, universal mount | 565.3 | 15 | 491.8 | 10 | 442.6 | 5
TSL1R20BU | 20-year tritium exit, black frame single face red on white stencil, universal mount | 361.7 | 15 | 314.7 | 10 | 283.2 | 5
TSL1R20GRYU | 20-year tritium exit, gray frame single face red on white stencil, universal mount | 361.7 | 15 | 314.7 | 10 | 283.2 | 5
TSL1R20WU | 20-year tritium exit, white frame single face red on white stencil, universal mount | 361.7 | 15 | 314.7 | 10 | 283.2 | 5
TSL2R20BU | 20-year tritium exit, black frame double face red on white stencil, universal mount | 724.6 | 15 | 630.4 | 10 | 567.4 | 5
TSL2R20GRYU | 20-year tritium exit, gray frame double face red on white stencil, universal mount | 724.6 | 15 | 630.4 | 10 | 567.4 | 5
TSL2R20WU | 20-year tritium exit, white frame double face red on white stencil, universal mount | 724.6 | 15 | 630.4 | 10 | 567.4 | 5
TSL1G10BU | 10-year tritium exit, black frame single face green on white stencil, universal mount | 283.9 | 15 | 247 | 10 | 222.3 | 5
TSL1G10GRYU | 10-year tritium exit, gray frame single face green on white stencil, universal mount | 283.9 | 15 | 247 | 10 | 222.3 | 5
TSL1G10WU | 10-year tritium exit, white frame single face green on white stencil, universal mount | 283.9 | 15 | 247 | 10 | 222.3 | 5
TSL2G10BU | 10-year tritium exit, black frame double face green on white stencil, universal mount | 565.3 | 15 | 491.8 | 10 | 442.6 | 5
TSL2G10GRYU | 10-year tritium exit, gray frame double face green on white stencil, universal mount | 565.3 | 15 | 491.8 | 10 | 442.6 | 5
TSL2G10WU | 10-year tritium exit, white frame double face green on white stencil, universal mount | 565.3 | 15 | 491.8 | 10 | 442.6 | 5
TSL1G20BU | 20-year tritium exit, black frame single face green on white stencil, universal mount | 361.7 | 15 | 314.7 | 10 | 283.2 | 5
TSL1G20GRYU | 20-year tritium exit, gray frame single face green on white stencil, universal mount | 361.7 | 15 | 314.7 | 10 | 283.2 | 5
TSL1G20WU | 20-year tritium exit, white frame single face green on white stencil, universal mount | 361.7 | 15 | 314.7 | 10 | 283.2 | 5
TSL2G20BU | 20-year tritium exit, black frame double face green on white stencil, universal mount | 724.6 | 15 | 630.4 | 10 | 567.4 | 5
TSL2G20GRYU | 20-year tritium exit, gray frame double face green on white stencil, universal mount | 724.6 | 15 | 630.4 | 10 | 567.4 | 5
TSL2G20WU | 20-year tritium exit, white frame double face green on white stencil, universal mount | 724.6 | 15 | 630.4 | 10 | 567.4 | 5
TSL-1PK12B | 12” black pendant kit | 23.3 | 15 | 20.3 | 10 | 18.3 | 5
TSL-1PK12W | 12” white pendant kit | 23.3 | 15 | 20.3 | 10 | 18.3 | 5
TSL-1PK24B | 24” black pendant kit | 31.1 | 15 | 27.1 | 10 | 24.4 | 5
TSL-1PK24W | 24” white pendant kit | 31.1 | 15 | 27.1 | 10 | 24.4 | 5
TSL-1PK48B | 48” black pendant kit | 51.8 | 15 | 45.1 | 10 | 40.6 | 5
TSL-1PK48W | 48” white pendant kit | 51.8 | 15 | 45.1 | 10 | 40.6 | 5
VEEHTLR1M | AC Only, red LED single face, universal mount | 64.3 | 15 | 55.9 | 10 | 50.3 | 5
VEEHTLR2M | AC Only, red LED double face, universal mount | 95.4 | 15 | 83 | 10 | 74.7 | 5
VEEHTLRUM | AC Only, red LED universal face, universal mount | 102.4 | 15 | 89.1 | 10 | 80.2 | 5
VEEHTLG1M | AC Only, green LED single face, universal mount | 73.9 | 15 | 64.3 | 10 | 57.9 | 5
VEEHTLG2M | AC Only, green LED double face, universal mount | 105.1 | 15 | 91.4 | 10 | 82.3 | 5
VEEHTLGUM | AC Only, green LED universal face, universal mount | 112.2 | 15 | 97.6 | 10 | 87.8 | 5
VEESALR1M | Self powered, red LED single face, universal mount | 75.2 | 15 | 65.4 | 10 | 58.9 | 5
VEESALR2M | Self powered, red LED double face, universal mount | 106.4 | 15 | 92.6 | 10 | 83.3 | 5
VEESALRUM | Self powered, red LED universal face, universal mount | 113.6 | 15 | 98.8 | 10 | 88.9 | 5
VEESALG1M | Self powered, green LED single face, universal mount | 84.9 | 15 | 73.9 | 10 | 66.5 | 5
VEESALG2M | Self powered, green LED double face, universal mount | 116.1 | 15 | 101 | 10 | 90.9 | 5
VEESALGUM | Self powered, green LED universal face, universal mount | 123.2 | 15 | 107.2 | 10 | 96.5 | 5
VEE-120SP | 120 min emergency (SA only) | 25.4 | 15 | 25.4 | 10 | 25.4 | 5
VEE-2CK | dual circuit (HT only) | 51.8 | 15 | 51.8 | 10 | 51.8 | 5
VEE-AT | autotest (SA only) | 16.8 | 15 | 16.8 | 10 | 16.8 | 5
VEE-B | black finish | 17.3 | 15 | 17.3 | 10 | 17.3 | 5
VEE-SW | special wording (specify) | contact factory | 15 | contact factory | 10 | contact factory | 5
VEE-UDC | universal 6-24VDC (HT only) | 15.3 | 15 | 15.3 | 10 | 15.3 | 5
VEE-BPG2 | wireguard, 14” x 10” x 4.5” (wall mount STX, ATX, VE, FORMA) | 102.2 | 15 | 88.9 | 10 | 80 | 5
VEE-BPG3 | wireguard, 14.5” x 6” x 10.5” (XMR, ceiling mount STX, ATX, VE, FORMA) | 160 | 15 | 139.2 | 10 | 125.3 | 5
VEE-WG6DX16.5LX14WWHT | wireguard, 6"D X 16.5"L X 14"W, white (OL2 surface wall, CRV recessed wall, ESL surface, EVR wall, FTZC wall, VE wall, FTZ wall, VST MINI wall, VSTM wall, PCHA wall, EPX wall, EPC wall) | 75.2 | 15 | 65.4 | 10 | 58.9 | 5
VEE-WG14.5DX12.5LX6.5WWHT | wireguard, 14.5"D X 12.5"L X 6.5"W, white (STX ceiling, WLX ceiling, WLX end mount, VE end mount, STX end mount, FMPL ceiling/ end, PXA ceiling, EPX end) | 83 | 15 | 72.2 | 10 | 65 | 5
WLXHTLR1 | AC only, single face, red LED | 206.1 | 15 | 179.3 | 10 | 161.4 | 5
WLXHTLG1 | AC only, single face, green LED | 215.9 | 15 | 187.8 | 10 | 169 | 5
WLXHTLR2 | AC only, double face, red LED | 283.9 | 15 | 247 | 10 | 222.3 | 5
WLXHTLG2 | AC only, double face, green LED | 293.6 | 15 | 255.4 | 10 | 229.9 | 5
WLXSALR1 | Ni-Cd battery, single face, red LED | 217.2 | 15 | 189 | 10 | 170.1 | 5
WLXSALG1 | Ni-Cd battery, single face, green LED | 226.9 | 15 | 197.4 | 10 | 177.7 | 5
WLXSALR2 | Ni-Cd battery, double face, red LED | 295.1 | 15 | 256.7 | 10 | 231 | 5
WLXSALG2 | Ni-Cd battery, double face, green LED | 304.7 | 15 | 265.1 | 10 | 238.6 | 5
WLX-C | ceiling | 0 | 15 | 0 | 10 | 0 | 5
WLX-E | end | 0 | 15 | 0 | 10 | 0 | 5
WLX-W | wall (single face only) | 0 | 15 | 0 | 10 | 0 | 5
WLX-120SA | 120 min emergency (SA only) | 25.4 | 15 | 25.4 | 10 | 25.4 | 5
WLX-2CK | dual circuit (HT only) | 51.8 | 15 | 51.8 | 10 | 51.8 | 5
WLX-AT | autotest (SA only) | 16.8 | 15 | 16.8 | 10 | 16.8 | 5
WLX-FL | visual alarm/ flasher (only with AT option) | 25.4 | 15 | 25.4 | 10 | 25.4 | 5
WLX-IH | internal heater (specify voltage) | 71.1 | 15 | 71.1 | 10 | 71.1 | 5
WLX-PK | pendant kit ready | 0 | 15 | 0 | 10 | 0 | 5
WLX-SW | special wording (see SW8 below) | contact factory | 15 | contact factory | 10 | contact factory | 5
WLX-SW8 | 8" exit (NYC compliant) | contact factory | 15 | contact factory | 10 | contact factory | 5
WLX-1PK12BWET | 12” black pendant kit (requires PK option) | 33.7 | 15 | 29.3 | 10 | 26.4 | 5
WLX-1PK12WWET | 12” white pendant kit (requires PK option) | 33.7 | 15 | 29.3 | 10 | 26.4 | 5
WLX-1PK24BWET | 24” black pendant kit (requires PK option) | 37.7 | 15 | 32.8 | 10 | 29.5 | 5
WLX-1PK24WWET | 24” white pendant kit (requires PK option) | 37.7 | 15 | 32.8 | 10 | 29.5 | 5
WLX-1PK48BWET | 48” black pendant kit (requires PK option) | 55.2 | 15 | 48 | 10 | 43.2 | 5
WLX-1PK48WWET | 48” white pendant kit (requires PK option) | 55.2 | 15 | 48 | 10 | 43.2 | 5
WLX-BPG1 | wireguard, 17” x 17” x 7” (Tempesta, wall mount STXC) | 159.4 | 15 | 138.7 | 10 | 124.8 | 5
WLX-WG9DX16.5LX16.5WWHT | wireguard, 9"D X 16.5"L X 16.5"W, white (RBO EXIT wall, BOL, WLX wall) | 77.8 | 15 | 67.7 | 10 | 60.9 | 5
WLX-WG14.5DX12.5LX6.5WWHT | wireguard, 14.5"D X 12.5"L X 6.5"W, white (STX ceiling, WLX ceiling, WLX end mount, VE end mount, STX end mount, FMPL ceiling/ end, PXA ceiling, EPX end) | 83 | 15 | 72.2 | 10 | 65 | 5
WLXE6120 | emergency unit, 6V 12W, no heads | 257.9 | 15 | 224.4 | 10 | 202 | 5
WLXE6180 | emergency unit, 6V 18W, no heads | 271 | 15 | 235.8 | 10 | 212.2 | 5
WLXE6270 | emergency unit, 6V 27W, no heads | 283.9 | 15 | 247 | 10 | 222.3 | 5
WLXE6360 | emergency unit, 6V 36W, no heads | 296.9 | 15 | 258.3 | 10 | 232.5 | 5
WLXE6600 | emergency unit, 6V 60W, no heads | 322.9 | 15 | 280.9 | 10 | 252.8 | 5
WLXE6720 | emergency unit, 6V 72W, no heads | 374.7 | 15 | 326 | 10 | 293.4 | 5
WLXE61200 | emergency unit, 6V 120W, no heads | 400.7 | 15 | 348.6 | 10 | 313.7 | 5
WLXE12270 | emergency unit, 12V 27W, no heads | 283.9 | 15 | 247 | 10 | 222.3 | 5
WLXE12360 | emergency unit, 12V 36W, no heads | 296.9 | 15 | 258.3 | 10 | 232.5 | 5
WLXE12600 | emergency unit, 12V 60W, no heads | 322.9 | 15 | 280.9 | 10 | 252.8 | 5
WLXE12720 | emergency unit, 12V 72W, no heads | 374.7 | 15 | 326 | 10 | 293.4 | 5
WLXE121200 | emergency unit, 12V 120W, no heads | 400.7 | 15 | 348.6 | 10 | 313.7 | 5
WLXE6220NC | Ni-Cd emergency unit, 6V 22W, no heads | 348.7 | 15 | 303.4 | 10 | 273.1 | 5
WLXE6420NC | Ni-Cd emergency unit, 6V 42W, no heads | 386.3 | 15 | 336.1 | 10 | 302.5 | 5
WLXE6540NC | Ni-Cd emergency unit, 6V 54W, no heads | 408.4 | 15 | 355.3 | 10 | 319.8 | 5
WLXE6900NC | Ni-Cd emergency unit, 6V 90W, no heads | 486.2 | 15 | 423 | 10 | 380.7 | 5
WLXE12420NC | Ni-Cd emergency unit, 12V 42W, no heads | 386.3 | 15 | 336.1 | 10 | 302.5 | 5
WLXE12900NC | Ni-Cd emergency unit, 12V 90W, no heads | 486.2 | 15 | 423 | 10 | 380.7 | 5
WLXE-LR1 | single face, red LED | 23.3 | 15 | 20.3 | 10 | 18.3 | 5
WLXE-LR2 | double face, red LED | 98.6 | 15 | 85.8 | 10 | 77.2 | 5
WLXE-LG1 | single face, green LED | 35.2 | 15 | 30.6 | 10 | 27.5 | 5
WLXE-LG2 | double face, green LED | 110.2 | 15 | 95.9 | 10 | 86.3 | 5
WLXE-C | ceiling | 0 | 15 | 0 | 10 | 0 | 5
WLXE-E | end | 0 | 15 | 0 | 10 | 0 | 5
WLXE-W | wall | 0 | 15 | 0 | 10 | 0 | 5
WLXE-AT | autotest (battery units) | 22.4 | 15 | 22.4 | 10 | 22.4 | 5
WLXE-BZ | audible alarm (buzzer) | 50.8 | 15 | 50.8 | 10 | 50.8 | 5
WLXE-IH | internal heater (specify voltage) | 71.1 | 15 | 71.1 | 10 | 71.1 | 5
WLXE-IRT | infrared testing (specify input voltage) | 76.2 | 15 | 76.2 | 10 | 76.2 | 5
WLX-PK | pendant kit ready | 0 | 15 | 0 | 10 | 0 | 5
WLXE-SM | side-mounted heads | 20.3 | 15 | 20.3 | 10 | 20.3 | 5
WLXE-SW | special wording (specify) | contact factory | 15 | contact factory | 10 | contact factory | 5
WLXE-TD | time delay- specify 5 , 10 , 15 mins (10 min std) | 20.3 | 15 | 20.3 | 10 | 20.3 | 5
WLXE-1LR7.2W | single PAR 36 head with one 7.2W incandescent lamp (6V ONLY) | 29.9 | 15 | 26 | 10 | 23.4 | 5
WLXE-1LR9W | single PAR36 head with one 9W incandescent lamp | 13 | 15 | 11.3 | 10 | 10.2 | 5
WLXE-1LR12W | single PAR36 head with one 12W incandescent lamp (12V ONLY) | 13 | 15 | 11.3 | 10 | 10.2 | 5
WLXE-1LR18W | single PAR36 head with one 18W incandescent lamp (12V & 24V ONLY) | 13 | 15 | 11.3 | 10 | 10.2 | 5
WLXE-1LR12WQ | single PAR36 head with one 12W quartz halogen lamp (6V & 12V ONLY) | 24.6 | 15 | 21.4 | 10 | 19.3 | 5
WLXE-1LR20WQ | single PAR36 head with one 20W quartz halogen lamp (12V ONLY) | 24.6 | 15 | 21.4 | 10 | 19.3 | 5
WLXE-1LR55WQ | single PAR 36 head with one 55W halogen lamp (12V ONLY) | 24.6 | 15 | 21.4 | 10 | 19.3 | 5
WLXE-1LR6WLEDSB | single PAR36 head with one 6W sealed beam LED lamp (12V ONLY) | 29.9 | 15 | 26 | 10 | 23.4 | 5
WLXE-1SEA50W | single head with one 50W MR16 lamp (12V ONLY) | 32.4 | 15 | 28.2 | 10 | 25.4 | 5
WLXE-1SEA2WLED | single MR16 head with one 2W LED lamp (12V ONLY) | 20.8 | 15 | 18.1 | 10 | 16.3 | 5
WLXE-1SEA5WLED | single MR16 head with one 5W LED lamp | 23.3 | 15 | 20.3 | 10 | 18.3 | 5
WLXE-1SEA7WLED | single MR16 head with one 7W LED lamp | 51.8 | 15 | 45.1 | 10 | 40.6 | 5
WLXE-1TESSQ5W | TESTA LED 5W, 640LM, square single head, 12-24V | 54.5 | 15 | 47.4 | 10 | 42.7 | 5
WLXE-1TESSQ9W | TESTA LED 9W, 1100LM, square single head, 12-24V | 62.3 | 15 | 54.2 | 10 | 48.8 | 5
WLXE-1TESSQ14W | TESTA LED 14W, 1450LM, square single head, 12-24V | 62.3 | 15 | 54.2 | 10 | 48.8 | 5
WLXE-1TESSQ30W | TESTA LED 30W, 2500LM, square single head, 12-24V | 67.5 | 15 | 58.7 | 10 | 52.8 | 5
WLXE-2LR7.2W | double PAR36 heads with 7.2W incandescent lamps (6V ONLY) | 59.7 | 15 | 51.9 | 10 | 46.7 | 5
WLXE-2LR9W | double PAR36 heads with 9W incandescent lamps | 24.6 | 15 | 21.4 | 10 | 19.3 | 5
WLXE-2LR12W | double PAR36 heads with 12W incandescent lamps (12V ONLY) | 24.6 | 15 | 21.4 | 10 | 19.3 | 5
WLXE-2LR18W | double PAR36 heads with 18W incandescent lamps (12V & 24V ONLY) | 24.6 | 15 | 21.4 | 10 | 19.3 | 5
WLXE-2LR12WQ | double PAR36 heads with 12W quartz halogen lamps (6V & 12V ONLY) | 49.3 | 15 | 42.9 | 10 | 38.6 | 5
WLXE-2LR20WQ | double PAR36 heads with 20W quartz halogen lamps (12V ONLY) | 49.3 | 15 | 42.9 | 10 | 38.6 | 5
WLXE-2LR55WQ | double PAR36 heads with 55W halogen lamps (12V ONLY) | 49.3 | 15 | 42.9 | 10 | 38.6 | 5
WLXE-2LR6WLEDSB | double PAR36 heads with 6W sealed beam LED lamps (12V & 24V ONLY) | 59.7 | 15 | 51.9 | 10 | 46.7 | 5
WLXE-2SEA50W | double heads with 50W MR16 lamps (12V ONLY) | 63.6 | 15 | 55.3 | 10 | 49.8 | 5
WLXE-2SEA2WLED | double MR16 heads with 2W LED lamps (12V ONLY) | 41.5 | 15 | 36.1 | 10 | 32.5 | 5
WLXE-2SEA5WLED | double MR16 heads with 5W LED lamps | 48 | 15 | 41.8 | 10 | 37.6 | 5
WLXE-2SEA7WLED | double MR16 heads with 7W LED lamps | 103.7 | 15 | 90.2 | 10 | 81.2 | 5
WLXE-2TESSQ5W | double TESTA square LED heads, 5W 640LM each, 12-24V | 109 | 15 | 94.8 | 10 | 85.3 | 5
WLXE-2TESSQ9W | double TESTA square LED heads, 9W 1100LM each, 12-24V | 124.5 | 15 | 108.3 | 10 | 97.5 | 5
WLXE-2TESSQ14W | double TESTA square LED heads, 14W 1450LM each, 12-24V | 124.5 | 15 | 108.3 | 10 | 97.5 | 5
WLXE-2TESSQ30W | double TESTA square LED heads, 30W 2500LM each, 12-24V | 134.8 | 15 | 117.3 | 10 | 105.6 | 5
WLX-1PK12BWET | 12” black pendant kit (requires PK option) | 33.7 | 15 | 29.3 | 10 | 26.4 | 5
WLX-1PK12WWET | 12” white pendant kit (requires PK option) | 33.7 | 15 | 29.3 | 10 | 26.4 | 5
WLX-1PK24BWET | 24” black pendant kit (requires PK option) | 37.7 | 15 | 32.8 | 10 | 29.5 | 5
WLX-1PK24WWET | 24” white pendant kit (requires PK option) | 37.7 | 15 | 32.8 | 10 | 29.5 | 5
WLX-1PK48BWET | 48” black pendant kit (requires PK option) | 55.2 | 15 | 48 | 10 | 43.2 | 5
WLX-1PK48WWET | 48” white pendant kit (requires PK option) | 55.2 | 15 | 48 | 10 | 43.2 | 5
WLXE-BPG6 | wireguard, 20” x 17” x 12” (ESM 24V top mount, EST top mount 100W>, HWE and BRV) | 293.8 | 15 | 255.6 | 10 | 230 | 5
WLXE-WG9DX20LX19WWHT | wireguard, 9"D X 20"L X 19"W, white (RBOU wall, RBOC wall, BRV, WLXE wall, VST375) | 84.3 | 15 | 73.3 | 10 | 66 | 5
XMRS1HO | Emergency unit, 6V 14W, sealed lead calcium, 2 x 7W MR16 LED, white | 62.5 | 15 | 54.4 | 10 | 49 | 5
XMR-B | black housing | 4.1 | 15 | 4.1 | 10 | 4.1 | 5
XMR-USA | assembled in USA | 44.7 | 15 | 44.7 | 10 | 44.7 | 5
XMRS1WLHO | Emergency unit, 6V 14W, sealed lead calcium, 2 x 7W MR16 LED, wet location, gray | 122.6 | 15 | 106.7 | 10 | 96 | 5
XMRWL-AT | autotest | 23.4 | 15 | 23.4 | 10 | 23.4 | 5
XMRWL-B | black housing | 4.1 | 15 | 4.1 | 10 | 4.1 | 5
XMRWL-CEC | Title 20 compliant | 22 | 15 | 22 | 10 | 22 | 5
XMRWL-IH | internal heater (down to -25C) | 55.9 | 15 | 55.9 | 10 | 55.9 | 5
XMRWL-USA | assembled in USA | 55.9 | 15 | 55.9 | 10 | 55.9 | 5
OL2BBOX | recessed back box (standard) | 32.4 | 15 | 28.2 | 10 | 25.4 | 5
OL2PLUSBBOX | recessed backbox | 32.4 | 15 | 28.2 | 10 | 25.4 | 5
LL48 | 4W, 6W or 8W adjustable EM driver, field installable, 120-277V | 112.9 | 15 | 98.2 | 10 | 88.4 | 5
LL815 | 8W, 12W or 15W adjustable EM driver, field installable, 120-277V | 118 | 15 | 102.7 | 10 | 92.4 | 5
LL1020 | 10W, 15W or 20W adjustable EM driver, field installable, 120-277V | 125.7 | 15 | 109.4 | 10 | 98.5 | 5
LLCP5T20 | Emergency driver, constant power, 20-50VDC, 100-250mA DC, 5W output, Title 20 | 111.6 | 15 | 97.1 | 10 | 87.4 | 5
LLCP10T20 | Emergency driver, constant power, 20-50VDC, 214-535mA DC, 10.7W output, Title 20 | 130.1 | 15 | 113.2 | 10 | 101.9 | 5
LLCP13T20 | Emergency driver, constant power, 20-50VDC, 685-274mA DC, 13.7W output, Title 20 | 147.9 | 15 | 128.7 | 10 | 115.8 | 5
LLCP5T20C | Emergency driver, constant power, 20-50VDC, 100-250mA DC, 5W output, Title 20, 2ft flex cords on each end | 127.7 | 15 | 111.1 | 10 | 100 | 5
LLCP10T0C | Emergency driver, constant power, 20-50VDC, 214-535mA DC, 10.7W output, Title 20, 2ft flex cords on each end | 140.9 | 15 | 122.6 | 10 | 110.3 | 5
LLCP13T20C | Emergency driver, constant power, 20-50VDC, 685-274mA DC, 13.7W output, Title 20, 2ft flex cords on each end | 164.1 | 15 | 142.8 | 10 | 128.5 | 5
1SR7.2W | single PAR18 head with one 7.2W incandescent lamp (6V ONLY) | 9.2 | 15 | 8 | 10 | 7.2 | 5
1SR9W | single PAR18 head with one 9W incandescent lamp | 13 | 15 | 11.3 | 10 | 10.2 | 5
1SR12W | single PAR18 head with one 12W lamp (12V ONLY) | 19.5 | 15 | 17 | 10 | 15.3 | 5
1SR12WQ | single PAR18 head with one 12W quartz halogen lamp (6V & 12V ONLY) | 19.5 | 15 | 17 | 10 | 15.3 | 5
1SR18W | single PAR18 head with one 18W lamp (12V & 24V ONLY) | 19.5 | 15 | 17 | 10 | 15.3 | 5
1SR20WQ | single PAR18 head with one 20W quartz halogen lamp (12V ONLY) | 19.5 | 15 | 17 | 10 | 15.3 | 5
1SR2WLED | single PAR18 head with one 2W LED lamp (12V ONLY) | 20.8 | 15 | 18.1 | 10 | 16.3 | 5
1SR5WLED | single PAR18 head with one 5W LED lamp | 23.3 | 15 | 20.3 | 10 | 18.3 | 5
1SR7WLED | single PAR18 head with one 7W LED lamp | 51.8 | 15 | 45.1 | 10 | 40.6 | 5
1LR6WLEDSB | single PAR36 head with one 6W sealed beam LED lamp (12V ONLY) | 29.9 | 15 | 26 | 10 | 23.4 | 5
1LR9W | single PAR36 head with one 9W incandescent lamp | 13 | 15 | 11.3 | 10 | 10.2 | 5
1LR12W | single PAR36 head with one 12W incandescent lamp (12V ONLY) | 13 | 15 | 11.3 | 10 | 10.2 | 5
1LR18W | single PAR36 head with one 18W incandescent lamp (12V & 24V ONLY) | 13 | 15 | 11.3 | 10 | 10.2 | 5
1LR12WQ | single PAR36 head with one 12W quartz halogen lamp (6V & 12V ONLY) | 24.6 | 15 | 21.4 | 10 | 19.3 | 5
1LR20WQ | single PAR36 head with one 20W quartz halogen lamp (12V ONLY) | 24.6 | 15 | 21.4 | 10 | 19.3 | 5
1BTMR5WLED | single MR16 head with one 5W LED lamp | 48 | 15 | 41.8 | 10 | 37.6 | 5
1BTMR7WLED | single MR16 head with one 7W LED lamp | 54.5 | 15 | 47.4 | 10 | 42.7 | 5
1TESSQ5W | TESTA LED 5W, 640LM, square single head, 12-24V | 54.5 | 15 | 47.4 | 10 | 42.7 | 5
1TESSQ9W | TESTA LED 9W, 1100LM, square single head, 12-24V | 62.3 | 15 | 54.2 | 10 | 48.8 | 5
1TESSQ14W | TESTA LED 14W, 1450LM, square single head, 12-24V | 62.3 | 15 | 54.2 | 10 | 48.8 | 5
1TESSQ30W | TESTA LED 30W, 2500LM, square single head, 12-24V | 67.5 | 15 | 58.7 | 10 | 52.8 | 5
2SR7.2W | double PAR18 heads with 7.2W incandescent lamps (6V ONLY) | 18.3 | 15 | 15.9 | 10 | 14.3 | 5
2SR9W | double PAR18 heads with 9W incandescent lamps | 26 | 15 | 22.6 | 10 | 20.3 | 5
2SR12W | double PAR18 heads with 12W incandescent lamps (12V ONLY) | 39 | 15 | 33.9 | 10 | 30.5 | 5
2SR18W | double PAR18 heads with 18W incandescent lamps (12V & 24V ONLY) | 39 | 15 | 33.9 | 10 | 30.5 | 5
2SR12WQ | double PAR18 heads with 12W quartz halogen lamps (6V & 12V ONLY) | 39 | 15 | 33.9 | 10 | 30.5 | 5
2SR20WQ | double PAR18 heads with 20W quartz halogen lamps (12V ONLY) | 39 | 15 | 33.9 | 10 | 30.5 | 5
2SR2WLED | double PAR18 heads with 2W LED lamps (12V ONLY) | 41.5 | 15 | 36.1 | 10 | 32.5 | 5
2SR5WLED | double PAR18 heads with 5W LED lamps | 48 | 15 | 41.8 | 10 | 37.6 | 5
2SR7WLED | double PAR18 heads with 7W LED lamps | 103.7 | 15 | 90.2 | 10 | 81.2 | 5
2LR6WLEDSB | double PAR36 heads with 6W sealed beam LED lamps (12V & 24V ONLY) | 59.7 | 15 | 51.9 | 10 | 46.7 | 5
2LR9W | double PAR36 heads with 9W incandescent lamps | 24.6 | 15 | 21.4 | 10 | 19.3 | 5
2LR12W | double PAR36 heads with 12W incandescent lamps (12V ONLY) | 24.6 | 15 | 21.4 | 10 | 19.3 | 5
2LR18W | double PAR36 heads with 18W incandescent lamps (12V & 24V ONLY) | 24.6 | 15 | 21.4 | 10 | 19.3 | 5
2LR12WQ | double PAR36 heads with 12W quartz halogen lamps (6V & 12V ONLY) | 49.3 | 15 | 42.9 | 10 | 38.6 | 5
2LR20WQ | double PAR36 heads with 20W quartz halogen lamps (12V ONLY) | 49.3 | 15 | 42.9 | 10 | 38.6 | 5
2LRWP6WLEDSB | double PAR36 weatherproof heads with 6W sealed beam LED lamps (12V & 24V ONLY) | 59.7 | 15 | 51.9 | 10 | 46.7 | 5
2LRWP9W | double PAR36 weatherproof heads with 9W incandescent lamps | 24.6 | 15 | 21.4 | 10 | 19.3 | 5
2LRWP12W | double PAR36 weatherproof heads with 12W incandescent lamps (12V & 24V ONLY) | 24.6 | 15 | 21.4 | 10 | 19.3 | 5
2LRWP18W | double PAR36 weatherproof heads with 18W incandescent lamps (12V & 24V ONLY) | 24.6 | 15 | 21.4 | 10 | 19.3 | 5
2BTMR5WLED | double MR16 heads with 5W LED lamps | 97.4 | 15 | 84.7 | 10 | 76.2 | 5
2BTMR7WLED | double MR16 heads with 7W LED lamps | 110.2 | 15 | 95.9 | 10 | 86.3 | 5
2TESSQ5W | double TESTA square LED heads, 5W 640LM each, 12-24V | 109 | 15 | 94.8 | 10 | 85.3 | 5
2TESSQ9W | double TESTA square LED heads, 9W 1100LM each, 12-24V | 124.5 | 15 | 108.3 | 10 | 97.5 | 5
2TESSQ14W | double TESTA square LED heads, 14W 1450LM each, 12-24V | 124.5 | 15 | 108.3 | 10 | 97.5 | 5
2TESSQ30W | double TESTA square LED heads, 30W 2500LM each, 12-24V | 134.8 | 15 | 117.3 | 10 | 105.6 | 5
3LR6WLEDSB | three PAR36 heads with 6W sealed beam LED lamps (12V & 24V ONLY) | 89.5 | 15 | 77.9 | 10 | 70.1 | 5
3LR9W | three PAR36 heads with 9W incandescent lamps | 37.7 | 15 | 32.8 | 10 | 29.5 | 5
3LR12W | three PAR36 heads with 12W incandescent lamps (12V ONLY) | 37.7 | 15 | 32.8 | 10 | 29.5 | 5
3LR18W | three PAR36 heads with 18W incandescent lamps (12V & 24V ONLY) | 37.7 | 15 | 32.8 | 10 | 29.5 | 5
3LR20WQ | three PAR36 heads with 20W quartz halogen lamps (12V ONLY) | 58.4 | 15 | 50.8 | 10 | 45.7 | 5
3LRWP6WLEDSB | three PAR36 weatherproof heads with 6W sealed beam LED lamps (12V & 24V ONLY) | 89.5 | 15 | 77.9 | 10 | 70.1 | 5
3LRWP9W | three PAR36 weatherproof heads with 9W incandescent lamps | 37.7 | 15 | 32.8 | 10 | 29.5 | 5
3LRWP12W | three PAR36 weatherproof heads with 12W incandescent lamps (12V ONLY) | 37.7 | 15 | 32.8 | 10 | 29.5 | 5
3LRWP18W | three PAR36 weatherproof heads with 18W incandescent lamps (12V & 24V ONLY) | 37.7 | 15 | 32.8 | 10 | 29.5 | 5
4LRWP6WLEDSB | four PAR36 weatherproof heads with 6W sealed beam LED lamps (12V & 24V ONLY) | 119.3 | 15 | 103.8 | 10 | 93.4 | 5
4LRWP9W | four PAR36 weatherproof heads with 9W incandescent lamps | 49.3 | 15 | 42.9 | 10 | 38.6 | 5
4LRWP12W | four PAR36 weatherproof heads with 12W incandescent lamps (12V ONLY) | 49.3 | 15 | 42.9 | 10 | 38.6 | 5
4LRWP18W | four PAR36 weatherproof heads with 18W incandescent lamps (12V & 24V ONLY) | 49.3 | 15 | 42.9 | 10 | 38.6 | 5
LP-103 | 6V 7.2W (wedge base) | 11 | 15 | 11 | 10 | 11 | 5
LP-104 | 6V 9W (wedge base) | 11 | 15 | 11 | 10 | 11 | 5
LP-304 | 6V 12WH (bi-pin halogen) | 12 | 15 | 12 | 10 | 12 | 5
LP-70704 | 6V 5WLED (MR16) 5000K | 46 | 15 | 46 | 10 | 46 | 5
LP-70702 | 6V 7WLED (MR16) 5000K | 64 | 15 | 64 | 10 | 64 | 5
LP-108 | 12V 9W (wedge base) | 11 | 15 | 11 | 10 | 11 | 5
LP-109 | 12V 12W (wedge base) | 11 | 15 | 11 | 10 | 11 | 5
LP-110 | 12V 18W (wedge base) | 11 | 15 | 11 | 10 | 11 | 5
LP-306 | 12V 8WH (bi-pin halogen) | 15.5 | 15 | 15.5 | 10 | 15.5 | 5
LP-307 | 12V 12WH (bi-pin halogen) | 15.5 | 15 | 15.5 | 10 | 15.5 | 5
LP-308 | 12V 20WH (bi-pin halogen) | 23.5 | 15 | 23.5 | 10 | 23.5 | 5
LP-311 | 12V 55WH (H3 halogen) | 26.5 | 15 | 26.5 | 10 | 26.5 | 5
LP-313-R25 | 12V 50WMR16 | 15.5 | 15 | 15.5 | 10 | 15.5 | 5
LP-70563 | 12V 2W MR16LED 5700K | 34.5 | 15 | 34.5 | 10 | 34.5 | 5
LP-70429 | 12V 5W MR16LED 5000K | 44 | 15 | 44 | 10 | 44 | 5
LP-70703 | 12V 7W MR16LED 5000K | 52.5 | 15 | 52.5 | 10 | 52.5 | 5
LP-123 | 24V 9W (wedge base) | 11 | 15 | 11 | 10 | 11 | 5
LP-124 | 24V 18W (wedge base) | 11 | 15 | 11 | 10 | 11 | 5
LP-424 | 24V 25WDCB (dual-contact base) | 21.5 | 15 | 21.5 | 10 | 21.5 | 5
LP-70429 | 24V 5W MR16LED | 44 | 15 | 44 | 10 | 44 | 5
LP-70565 | 24V 7W MR16LED | 52.5 | 15 | 52.5 | 10 | 52.5 | 5
LP-70576 | 9-32V 6W (sealed beam LED par36) | 76.5 | 15 | 76.5 | 10 | 76.5 | 5
BMS1 | MOUNTING SHELF, 15X10.5X3.5, VERY SMALL UNITS: 6V (18-90W), 12V (36-90W) | 51.8 | 15 | 45.1 | 10 | 40.6 | 5
BMS2 | MOUNTING SHELF, 18.5X10.375X4.5, SMALL UNITS: 6V (160-180W), 12V (120-200W), 24V (144-180W) | 77.8 | 15 | 67.7 | 10 | 60.9 | 5
BMS3 | MOUNTING SHELF, 15X13X8.5, MEDIUM UNITS: 12V (250-360W), 24V (320W) | 97.4 | 15 | 84.7 | 10 | 76.2 | 5
BMS4 | MOUNTING SHELF-4 20.25X13X8.5, LARGE UNITS: 24V (350-720W) | 110.2 | 15 | 95.9 | 10 | 86.3 | 5
WG4.5DX17.5LX7WWHT | wireguard, 4.5"D X 17.5"L X 7"W, white (TEMPESTA, BBX surface, EPE wall) | 37.7 | 15 | 32.8 | 10 | 29.5 | 5
WG9DX20LX19WWHT | wireguard, 9"D X 20"L X 19"W, white (RBOU wall, RBOC wall, BRV, WLXE wall, VST375) | 84.3 | 15 | 73.3 | 10 | 66 | 5
WG9DX26LX19WWHT | wireguard, 9"D X 26"L X 19"W, white (VST600) | 97.4 | 15 | 84.7 | 10 | 76.2 | 5
WG9DX16.5LX16.5WWHT | wireguard, 9"D X 16.5"L X 16.5"W, white (RBO EXIT wall, BOL, WLX wall) | 77.8 | 15 | 67.7 | 10 | 60.9 | 5
WG3DX16.5LX14WWHT | wireguard, 3"D X 16.5"L X 14"W, white (FRMC wall, STX wall, QR wall, CRVC recessed wall, LC1 wall, NYCSTX wall, NYCEST wall, PXA wall, PX wall, ATXRE wall) | 59.7 | 15 | 51.9 | 10 | 46.7 | 5
WG6DX16.5LX14WWHT | wireguard, 6"D X 16.5"L X 14"W, white (OL2 surface wall, CRV recessed wall, ESL surface, EVR wall, FTZC wall, VE wall, FTZ wall, VST MINI wall, VSTM wall, PCHA wall, EPX wall, EPC wall) | 75.2 | 15 | 65.4 | 10 | 58.9 | 5
WG6DX11LX7WWHT | wireguard, 6"D X 11"L X 7"W, white (MEZ wall, PEH wall, EPE ceiling) | 58.4 | 15 | 50.8 | 10 | 45.7 | 5
WG14.5DX12.5LX6.5WWHT | wireguard, 14.5"D X 12.5"L X 6.5"W, white (STX ceiling, WLX ceiling, WLX end mount, VE end mount, STX end mount, FMPL ceiling/ end, PXA ceiling, EPX end) | 83 | 15 | 72.2 | 10 | 65 | 5
WG10DX19LX7WWHT | wireguard, 10"D X 19"L X 7"W, white (EL ceiling, CRV ceiling recessed, ATX ceiling, ATXSWCT ceiling, STXSWCT ceiling, EPX ceiling, EPC ceiling) | 71.4 | 15 | 62.1 | 10 | 55.9 | 5
WG4.5DX19.5LX13WWHT | wireguard, 4.5"D X 19.5"L X 13"W, white (ATX wall, ATXSWCT wall, STXSWCT wall, CRVC surface wall) | 58.4 | 15 | 50.8 | 10 | 45.7 | 5
BPG1 | wireguard, 17” x 17” x 7” (Tempesta, wall mount STXC) | 159.4 | 15 | 138.7 | 10 | 124.8 | 5
BPG2 | wireguard, 14” x 10” x 4.5” (wall mount STX, ATX, VE, FORMA) | 102.2 | 15 | 88.9 | 10 | 80 | 5
BPG3 | wireguard, 14.5” x 6” x 10.5” (XMR, ceiling mount STX, ATX, VE, FORMA) | 160 | 15 | 139.2 | 10 | 125.3 | 5
BPG4 | wireguard, 6” x 8” x6 ” (BTMR) | 119.7 | 15 | 104.1 | 10 | 93.7 | 5
BPG5 | wireguard, 15.75” x 14.75” x 6.75” (MEZ, EST top mount, FTZBU) | 189.7 | 15 | 165 | 10 | 148.5 | 5
BPG6 | wireguard, 20” x 17” x 12” (ESM 24V top mount, EST top mount 100W>, HWE and BRV) | 293.8 | 15 | 255.6 | 10 | 230 | 5
BPG7 | wireguard, 28” x 21” x 10” (RBOU and other large battery units) | 348.6 | 15 | 303.3 | 10 | 273 | 5
BPG8 | wireguard, 8” x 6” x 8” (LR1) | 227.9 | 15 | 198.3 | 10 | 178.5 | 5
BPG9 | wireguard, 12” x 9” x 9” (PEH1, BOL) | 236 | 15 | 205.3 | 10 | 184.8 | 5
BPG10 | wireguard, 13.5” x 12” x 16.5” (ceiling mount STXC) | 274.9 | 15 | 239.2 | 10 | 215.3 | 5