## Index
BEGHELLI GENERAL LIGHTING PRICE LIST
EFFECTIVE JANUARY 5, 2026
VAPOR TIGHTS |  | SOLAR |  | HAZARDOUS
| BS101LED ILLUMINA |  | BLS LUCE SOLARE |  | CASTEX CAS
| BS101LEDECO ILLUMINA | AMBER LED FIXTURES (FWC, TURTLEFRIENDLY) |  |  | CASTEX HZCAS100
| BS101 ECOE ILLUMINA |  | ACCIAIO AMBER BX910 ECOA |  | CASTEX HZCAS150
| BS100LED ILLUMINA |  | BS100LEDA ILLUMINA TURTLELED |  | CASTEX HZCAS300
| ACCIAIO BX965 | PARKING GARAGE |  |  | CASTEX HZCAS310
| ACCIAIO BX960 |  | BS400 LEDLUMINA |  | CASTEX HZCAS320
| ACCIAIO BX910 |  | BS400 PLUS LEDLUMINA |  | CASTEX HZCAS350
| FSVT VAPOR TIGHT HIGHBAY |  | BS100LEDPG ILLUMINA |  | CASTEX HZCAS400
DIRECT LINEAR LIGHTING |  | WALLPACKS |  |  | CASTEX HZCAS510
| ACCIAIO BX965 |  | MUR MURO |  | CASTEX HZCAS600
| ACCIAIO BX960 |  | MEZZO (MEZ) |  | FOOD SAFE FIXTURES
| ACCIAIO BX910 ECO | FLOODS |  |  | FSHB ROUND HIGHBAY
| ACCIAIO BX920 |  | BOXLED BL736 |  | FSVT VAPOR TIGHT HIGHBAY
STAIRWELL |  |  | PICCOLO FLOODS (PSF) |  | CASTEX HZCAS300
| SWL |  | Multipurpose Light (MPLSEL) |  | CASTEX HZCAS510
STRIP LIGHT |  |  | BOXLED BL726 MIDI |  | CASTEX HZCAS600
| SL STRIPLED & STRIPLED SELECTABLE |  | BOXLED BL716 MINI |  | BS101LED ILLUMINA
LOW, MID & HIGHBAYS |  | DEPT OF TRANSPORTATION FIXTURES |  |  | BS101LEDECO ILLUMINA
| BOXLED BL726 MIDI |  | BOXLED BL736 DOT |  | BS101 ECOE ILLUMINA
| DRACO |  | BOXLED BL726 MIDI DOT |  | BS100LED ILLUMINA
| NUV NUVOLA | ACCESSORIES |  | TERMS & CONDITIONS
| VALSEL VALORE SELECTABLE |  | WG SERIES WIRE GUARDS
VAL VALORE
BOXLED BL736
FSHB ROUND HIGHBAY
FSVT VAPOR TIGHT HIGHBAY

## Acciaio
ACCIAIO
BX965 | Model | Item | Description (Wet / IP67 / IK10/ DLC PREMIUM) | 15% | 10% | 5%
| BX9654HT |  | 4ft, extruded aluminum grey housing, PC lens, 65C max temp, 120-277V | 369.2 | 321.2 | 289
| BX9654SA |  | 4ft, extruded aluminum grey housing, PC lens, 65C max temp, integral EM, 120-277V | 496.9 | 432.3 | 389
| Output |  |  |  | Adder
| HO |  | high output, 50W |  | 0
| LO |  | low output, 30W |  | 0
| CCT |  |  |  | Adder
| 3K |  | 3000K |  | 0
| 4K |  | 4000K |  | 0
| 5K |  | 5000K |  | 0
| Options |  | Description |  | Adder
| (control) NOD | 476100458 | Beghelli in-fixture 0-10V, bluetooth, casambi lighting control node solution |  | 51.5
| (control) NODM1 | 476100271 | in-fixture 0-10V, enocean protocol lighting control node solution (magnum first) |  | 120.8
| (control) OS | 476100457 | Beghelli external occ sensor |  | 38.9
| (control) OSB | 476100456 | Beghelli external occ sensor, bluetooth |  | 62
| (control) OSBC | 476100465 | Beghelli external occ sensor, casambi |  | 79.8
| (control) OSM1 | 476100283 | external occ sensor (magnum first) |  | 131.3
| CR |  | continuous row mount |  | 29.5
| FP |  | fuse protection - 3A |  | 10.5
| HV |  | 347 - 480V input |  | 65
| RW |  | row mount/ daisy chain (consult factory for layout with jumper cables) Note: max run distance per Beghelli Row Mount Guide |  | contact factory
| SP |  | surge protection - 10KA |  | 10.5
| TP | 800100183 | tamper proof screws |  | 12
| Mounting Accessories | Item | Description | 15% | 10% | 5%
| 2AC50 | 600100191 | 50" aircraft cable kit | 33 | 28.7 | 25.8
| 2AC72 | 600100181 | 72" aircraft cable kit | 33 | 28.7 | 25.8
| 2CH48EYE | 600100415 | 48" chain hang kit (2 chains, field cuttable) | 18.4 | 16 | 14.4
| 2PK12W | 600100315 | 12" double stem pendant mount kit , white | 55.5 | 48.2 | 43.3
| 2PK24W | 600100316 | 24" double stem pendant mount kit , white | 63.2 | 54.9 | 49.4
| 2PK48W | 600100253 | 48" double stem pendant mount kit, white | 79 | 68.7 | 61.8
| 2SPK12W | 600100302 | 12" double stem swivel pendant mount kit , white | 60.6 | 52.7 | 47.4
| 2SPK24W | 600100319 | 24" double stem swivel pendant mount kit , white | 65.9 | 57.3 | 51.5
| 2SPK48W | 600100320 | 48" double stem swivel pendant mount kit, white | 81.7 | 71 | 63.9
| PM | 600100195 | pivot mount | 13.8 | 12 | 10.8
| TM22BS04 | 600100294 | 22" length trunnion mount (4' BS100) | 77.8 | 67.6 | 60.8
| TPBX | 800100181 | tamper proof driver bit for Acciaio TP option | 13.3 | 11.5 | 10.3
| Controls Accessories | Item | Description | 15% | 10% | 5%
| EMDCB | 476100466 | wireless, self powered, passive infrared motion and lux sensor (enocean); note: backup battery not included | 163.2 | 141.9 | 127.7
| HHR FSIR | 476100186 | hand held remote to adjust FSP221 occ sensor | 156.7 | 136.3 | 122.6
| MLM1 | 476100270 | wireless, self powered, passive infrared motion and lux sensor (magnum first) | 194.8 | 169.4 | 152.4
| RLY | 476100461 | Beghelli lighting control module relay, casambi | 106 | 92.2 | 82.9
| RLYM1 | 476100272 | lighting control module relay (magnum first) | 194.8 | 169.4 | 152.4
| SW1 | 476100467 | single rocker wall switch, self-powered, dimming, bluetooth | 109.2 | 95 | 85.5
| SW1M1 | 476100273 | single rocker wall switch, self-powered, dimming, enocean protocol (magnum first) | 127.6 | 111 | 99.9
Link to Beghelli Web Page
BX960 | Model | Item | Description (Wet / IP66 / IK10/ DLC PREMIUM) | 15% | 10% | 5%
| BX9604HT |  | 4ft, extruded aluminum grey housing, PC lens, 60C max temp, 120-277V | 428 | 372.3 | 335
| BX9604SA |  | 4ft, extruded aluminum grey housing, PC lens, 60C max temp, integral EM, 120-277V | 555.7 | 483.4 | 435
| Output |  |  |  | Adder
| HO |  | high output, 80W |  | 0
| LO |  | low output, 50W |  | 0
| CCT |  |  |  | Adder
| 3K |  | 3000K |  | 0
| 4K |  | 4000K |  | 0
| 5K |  | 5000K |  | 0
| Options |  | Description |  | Adder
| (control) NOD | 476100458 | Beghelli in-fixture 0-10V, bluetooth, casambi lighting control node solution |  | 51.5
| (control) NODM1 | 476100271 | in-fixture 0-10V, enocean protocol lighting control node solution (magnum first) |  | 120.8
| (control) OS | 476100457 | Beghelli external occ sensor |  | 38.9
| (control) OSB | 476100456 | Beghelli external occ sensor, bluetooth |  | 62
| (control) OSBC | 476100465 | Beghelli external occ sensor, casambi |  | 79.8
| (control) OSM1 | 476100283 | external occ sensor (magnum first) |  | 131.3
| CR |  | continuous row mount |  | 29.5
| FP |  | fuse protection - 3A |  | 10.5
| HV |  | 347 - 480V input |  | 65
| RW |  | row mount/ daisy chain (consult factory for layout with jumper cables) Note: max run distance per Beghelli Row Mount Guide |  | contact factory
| SP |  | surge protection - 10KA |  | 10.5
| TP |  | tamper proof screws |  | 14
| Mounting Accessories | Item | Description | 15% | 10% | 5%
| 2AC50 | 600100191 | 50" aircraft cable kit | 33 | 28.7 | 25.8
| 2AC72 | 600100181 | 72" aircraft cable kit | 33 | 28.7 | 25.8
| 2CH48EYE | 600100415 | 48" chain hang kit (2 chains, field cuttable) | 18.4 | 16 | 14.4
| 2PK12W | 600100315 | 12" double stem pendant mount kit , white | 55.5 | 48.2 | 43.3
| 2PK24W | 600100316 | 24" double stem pendant mount kit , white | 63.2 | 54.9 | 49.4
| 2PK48W | 600100253 | 48" double stem pendant mount kit, white | 79 | 68.7 | 61.8
| 2SPK12W | 600100302 | 12" double stem swivel pendant mount kit , white | 60.6 | 52.7 | 47.4
| 2SPK24W | 600100319 | 24" double stem swivel pendant mount kit , white | 65.9 | 57.3 | 51.5
| 2SPK48W | 600100320 | 48" double stem swivel pendant mount kit, white | 81.7 | 71 | 63.9
| PM | 600100195 | pivot mount | 13.8 | 12 | 10.8
| TM22BS04 | 600100294 | 22" length trunnion mount (4' BS100) | 77.8 | 67.6 | 60.8
| TPBX | 800100181 | tamper proof driver bit for Acciaio TP option | 13.3 | 11.5 | 10.3
| Controls Accessories | Item | Description | 15% | 10% | 5%
| EMDCB | 476100466 | wireless, self powered, passive infrared motion and lux sensor (enocean); note: backup battery not included | 163.2 | 141.9 | 127.7
| HHR FSIR | 476100186 | hand held remote to adjust FSP221 occ sensor | 156.7 | 136.3 | 122.6
| MLM1 | 476100270 | wireless, self powered, passive infrared motion and lux sensor (magnum first) | 194.8 | 169.4 | 152.4
| RLY | 476100461 | Beghelli lighting control module relay, casambi | 106 | 92.2 | 82.9
| RLYM1 | 476100272 | lighting control module relay (magnum first) | 194.8 | 169.4 | 152.4
| SW1 | 476100467 | single rocker wall switch, self-powered, dimming, bluetooth | 109.2 | 95 | 85.5
| SW1M1 | 476100273 | single rocker wall switch, self-powered, dimming, enocean protocol (magnum first) | 127.6 | 111 | 99.9
Link to Beghelli Web Page
BX910 (4 ft) | Model | Item | Description (Wet / IP66 / DLC) | 15% | 10% | 5%
| BX910LED 4HT |  | AC only, 4ft, steel linear fixture with die-cast end caps, grey finish | 194.2 | 168.9 | 152
| BX910LED 4SA |  | AC & EM, 4ft, steel linear fixture with die-cast end caps, grey finish | 309.1 | 268.9 | 242
Output
| LO |  | 30W, 4139 - 4383 lm | 0 | 0 | 0
| HO |  | 50W, 6901 - 7312 lm | 0 | 0 | 0
| VHO |  | 60W, 8286 - 8773 lm | 0 | 0 | 0
CCT
| WT18 |  | 1800K | 0 | 0 | 0
| WT22 |  | 2200K | 0 | 0 | 0
| WT30 |  | 3000K | 0 | 0 | 0
| WT40 |  | 4000K | 0 | 0 | 0
| WT50 |  | 5000K | 0 | 0 | 0
Input Voltage
| 120-277V |  | 120-277V universal voltage | 0 | 0 | 0
| 347V |  | 347V input | 12.5 | 12.5 | 12.5
Lens
| PC |  | polycarbonate | 0 | 0 | 0
| Options |  | Description |  | Adder
| BAA |  | Buy American Act |  | consult factory
| (control) NOD | 476100458 | Beghelli in-fixture 0-10V, bluetooth, casambi lighting control node solution |  | 51.5
| (control) NODM1 | 476100271 | in-fixture 0-10V, enocean protocol lighting control node solution (magnum first) |  | 120.8
| (control) OS | 476100457 | Beghelli external occ sensor |  | 38.9
| (control) OSB | 476100456 | Beghelli external occ sensor, bluetooth |  | 62
| (control) OSBC | 476100465 | Beghelli external occ sensor, casambi |  | 79.8
| (control) OSM1 | 476100283 | external occ sensor (magnum first) |  | 131.3
| CRM |  | continuous row mount |  | 29.5
| EM |  | field install remote emergency driver |  | 137.5
| FP |  | fuse protection - 3A |  | 10.5
| GL |  | prismatic glass lens (MOQ may apply) |  | special order - contact factory
| RM |  | daisy chain (consult factory for layout with jumper cables) Note: max run distance 100ft |  | contact factory
| SP |  | surge protection - 10KA |  | 10.5
| SS (Limited Inventory) |  | stainless steel housing |  | 46
| WHT |  | white housing |  | 0
| Accessories | Item | Description | 15% | 10% | 5%
| WG 1.2DX45LX4.9W WHT FIXMNT | 300100130-001 | wireguard, 1.2"D x 45"L x 4.9W, white (BX910LED 4', fixture mounting) | 63.9 | 55.6 | 50
| Mounting Accessories | Item | Description | 15% | 10% | 5%
| 2AC50 | 600100191 | 50" aircraft cable kit | 33 | 28.7 | 25.8
| 2AC72 | 600100181 | 72" aircraft cable kit | 33 | 28.7 | 25.8
| 2CH48 | 600100183 | 48" chain hang kit (2 chains, field cuttable) | 13.8 | 12 | 10.8
| 2PK12W | 600100315 | 12" double stem pendant mount kit , white | 55.5 | 48.2 | 43.3
| 2PK24W | 600100316 | 24" double stem pendant mount kit , white | 63.2 | 54.9 | 49.4
| 2PK48W | 600100253 | 48" double stem pendant mount kit, white | 79 | 68.7 | 61.8
| PM | 600100195 | pivot mount | 13.8 | 12 | 10.8
| SBXS | 600100341 | seismic bracket | 19.1 | 16.6 | 14.9
| TM22BX | 600100260 | trunnion mount, 22" std | 47.5 | 41.3 | 37.1
| Controls Accessories | Item | Description | 15% | 10% | 5%
| EMDCB | 476100466 | wireless, self powered, passive infrared motion and lux sensor (enocean); note: backup battery not included | 163.2 | 141.9 | 127.7
| HHR FSIR | 476100186 | hand held remote to adjust FSP221 occ sensor | 156.7 | 136.3 | 122.6
| MLM1 | 476100270 | wireless, self powered, passive infrared motion and lux sensor (magnum first) | 194.8 | 169.4 | 152.4
| RLY | 476100461 | Beghelli lighting control module relay, casambi | 106 | 92.2 | 82.9
| RLYM1 | 476100272 | lighting control module relay (magnum first) | 194.8 | 169.4 | 152.4
| SW1 | 476100467 | single rocker wall switch, self-powered, dimming, bluetooth | 109.2 | 95 | 85.5
| SW1M1 | 476100273 | single rocker wall switch, self-powered, dimming, enocean protocol (magnum first) | 127.6 | 111 | 99.9
Link to Beghelli Web Page
BX910 (2 ft) | Model | Item | Description (Wet / IP66 / DLC) | 15% | 10% | 5%
| BX910LED 2HT |  | AC only, 2ft, steel linear housing with die-cast end caps, grey housing | 168.7 | 146.7 | 132
| BX910LED 2SA |  | AC & EM, 2ft, steel linear housing with die-cast end caps, grey housing | 283.6 | 246.7 | 222
Output
| LO |  | 20W, 2585 - 2736 lm | 0 | 0 | 0
| HO |  | 30W, 3878 - 4108 lm | 0 | 0 | 0
CCT
| WT30 |  | 3000K | 0 | 0 | 0
| WT40 |  | 4000K | 0 | 0 | 0
| WT50 |  | 5000K | 0 | 0 | 0
Input Voltage
| 120-277V |  | 120-277V universal voltage | 0 | 0 | 0
| 347V |  | 347V input | 12.5 | 12.5 | 12.5
Lens
| PC |  | polycarbonate | 0 | 0 | 0
| Options |  | Description |  | Adder
| BAA |  | Buy American Act |  | contact factory
| (control) NOD | 476100458 | Beghelli in-fixture 0-10V, bluetooth, casambi lighting control node solution |  | 51.5
| (control) NODM1 | 476100271 | in-fixture 0-10V, enocean protocol lighting control node solution (magnum first) |  | 120.8
| (control) OS | 476100457 | Beghelli external occ sensor |  | 38.9
| (control) OSB | 476100456 | Beghelli external occ sensor, bluetooth |  | 62
| (control) OSBC | 476100465 | Beghelli external occ sensor, casambi |  | 79.8
| (control) OSM1 | 476100283 | external occ sensor (magnum first) |  | 131.3
| CRM |  | continuous row mount | 29.5
| EM |  | field install remote emergency driver | 137.5
| FP |  | fuse protection - 3A | 10.5
| GL |  | prismatic glass lens (MOQ may apply) | special order - contact factory
| RM |  | daisy chain (consult factory for layout with jumper cables) Note: max run distance 100ft |  | contact factory
| SP |  | surge protection - 10KA | 10.5
| WHT |  | white housing |  | 0
| Mounting Accessories | Item | Description | 15% | 10% | 5%
| 2AC50 | 600100191 | 50" aircraft cable kit | 33 | 28.7 | 25.8
| 2AC72 | 600100181 | 72" aircraft cable kit | 33 | 28.7 | 25.8
| 2CH48 | 600100183 | 48" chain hang kit (2 chains, field cuttable) | 13.8 | 12 | 10.8
| 2PK12W | 600100315 | 12" double stem pendant mount kit , white | 55.5 | 48.2 | 43.3
| 2PK24W | 600100316 | 24" double stem pendant mount kit , white | 63.2 | 54.9 | 49.4
| 2PK48W | 600100253 | 48" double stem pendant mount kit, white | 79 | 68.7 | 61.8
| PM | 600100195 | pivot mount | 13.8 | 12 | 10.8
| SBXS | 600100341 | seismic bracket | 19.1 | 16.6 | 14.9
| TM22BS02 | 600100299 | 22" length trunnion mount (2' BS100) | 69.8 | 60.7 | 54.6
| Controls Accessories | Item | Description | 15% | 10% | 5%
| EMDCB | 476100466 | wireless, self powered, passive infrared motion and lux sensor (enocean); note: backup battery not included | 163.2 | 141.9 | 127.7
| HHR FSIR | 476100186 | hand held remote to adjust FSP221 occ sensor | 156.7 | 136.3 | 122.6
| MLM1 | 476100270 | wireless, self powered, passive infrared motion and lux sensor (magnum first) | 194.8 | 169.4 | 152.4
| RLY | 476100461 | Beghelli lighting control module relay, casambi | 106 | 92.2 | 82.9
| RLYM1 | 476100272 | lighting control module relay (magnum first) | 194.8 | 169.4 | 152.4
| SW1 | 476100467 | single rocker wall switch, self-powered, dimming, bluetooth | 109.2 | 95 | 85.5
| SW1M1 | 476100273 | single rocker wall switch, self-powered, dimming, enocean protocol (magnum first) | 127.6 | 111 | 99.9
Link to Beghelli Web Page
BX910LED-ECO | Model | Item | Description (Wet / IP66 / DLC) | 15% | 10% | 5%
| BX910LED ECO 4HT |  | AC only, 4ft, steel linear fixture, plastic end caps, grey finish | 123.4 | 107.3 | 96.5
| BX910LED ECO 4SA |  | AC & EM, 4ft, steel linear fixture, plastic end caps, grey finish | 231.3 | 201.2 | 181
Output
| LO |  | 30W, 4054 - 4295 lm | 0 | 0 | 0
| HO |  | 50W, 6752 - 7155 lm | 0 | 0 | 0
CCT
| WT35 |  | 3500K | 0 | 0 | 0
| WT40 |  | 4000K | 0 | 0 | 0
| WT50 |  | 5000K | 0 | 0 | 0
Input Voltage
| 120-277V |  | 120-277V universal voltage | 0 | 0 | 0
| 347V |  | 347V input | 12.5 | 12.5 | 12.5
Lens
| PC |  | polycarbonate | 0 | 0 | 0
| GL |  | prismatic glass lens (limited availability, consult factory) |  | contact factory
| Options |  | Description |  | Adder
| (control) NOD | 476100458 | Beghelli in-fixture 0-10V, bluetooth, casambi lighting control node solution |  | 51.5
| (control) NODM1 | 476100271 | in-fixture 0-10V, enocean protocol lighting control node solution (magnum first) |  | 120.8
| (control) OS | 476100457 | Beghelli external occ sensor |  | 38.9
| (control) OSB | 476100456 | Beghelli external occ sensor, bluetooth |  | 62
| (control) OSBC | 476100465 | Beghelli external occ sensor, casambi |  | 79.8
| (control) OSM1 | 476100283 | external occ sensor (magnum first) |  | 131.3
| CRM |  | continuous row mount | 29.5
| EM |  | field install remote emergency driver | 137.5
| FP |  | fuse protection - 3A | 10.5
| RM |  | daisy chain (consult factory for layout with jumper cables) Note: max run distance 100ft |  | contact factory
| SP |  | surge protection - 10KA | 10.5
| WHT |  | white housing | contact factory
| Mounting Accessories | Item | Description | 15% | 10% | 5%
| 2AC50 | 600100191 | 50" aircraft cable kit | 33 | 28.7 | 25.8
| 2AC72 | 600100181 | 72" aircraft cable kit | 33 | 28.7 | 25.8
| 2CH48 | 600100183 | 48" chain hang kit (2 chains, field cuttable) | 13.8 | 12 | 10.8
| PMBXE | 600100268 | aimable pivot mount for BX910 eco | 13.8 | 12 | 10.8
| Controls Accessories | Item | Description | 15% | 10% | 5%
| EMDCB | 476100466 | wireless, self powered, passive infrared motion and lux sensor (enocean); note: backup battery not included | 163.2 | 141.9 | 127.7
| HHR FSIR | 476100186 | hand held remote to adjust FSP221 occ sensor | 156.7 | 136.3 | 122.6
| MLM1 | 476100270 | wireless, self powered, passive infrared motion and lux sensor (magnum first) | 194.8 | 169.4 | 152.4
| RLY | 476100461 | Beghelli lighting control module relay, casambi | 106 | 92.2 | 82.9
| RLYM1 | 476100272 | lighting control module relay (magnum first) | 194.8 | 169.4 | 152.4
| SW1 | 476100467 | single rocker wall switch, self-powered, dimming, bluetooth | 109.2 | 95 | 85.5
| SW1M1 | 476100273 | single rocker wall switch, self-powered, dimming, enocean protocol (magnum first) | 127.6 | 111 | 99.9
Link to Beghelli Web Page
BX910 ECO Amber | Model | Item | Description (wet / IP66) | 15% | 10% | 5%
AC only operation, 4ft, (1100 - 1737 lm)
| BX910LED ECO A 4HT 120-277V |  | 4ft, AC only, 54W, amber LED, fully shielded, IP66, FWC approved for turtle lighting | 318.1 | 276.7 | 249
AC & EM operation, 4ft, (1100 - 1737 lm) (200 emergency lm)
| BX910LED ECO A 4SA 120-277V |  | 4ft, AC & EM, 54W, amber LED, fully shielded, IP66, FWC approved for turtle lighting | 499.5 | 434.5 | 391
| Options |  | Description |  | Adder
| 347V |  | 347V input |  | 12.5
| (control) NOD | 476100458 | Beghelli in-fixture 0-10V, bluetooth, casambi lighting control node solution |  | 51.5
| (control) NODM1 | 476100271 | in-fixture 0-10V, enocean protocol lighting control node solution (magnum first) |  | 120.8
| (control) OS | 476100457 | Beghelli external occ sensor |  | 38.9
| (control) OSB | 476100456 | Beghelli external occ sensor, bluetooth |  | 62
| (control) OSBC | 476100465 | Beghelli external occ sensor, casambi |  | 79.8
| (control) OSM1 | 476100283 | external occ sensor (magnum first) |  | 131.3
| FP |  | inline fuse protection (3A) |  | 10.5
| NS |  | No shield |  | Less $45
| SP |  | surge protection (10KA) |  | 10.5
| W |  | white housing |  | contact factory
| Mounting Accessories | Item | Description | 15% | 10% | 5%
| 2AC50 | 600100191 | 50" aircraft cable kit | 33 | 28.7 | 25.8
| 2AC72 | 600100181 | 72" aircraft cable kit | 33 | 28.7 | 25.8
| 2CH48 | 600100183 | 48" chain hang kit (2 chains, field cuttable) | 13.8 | 12 | 10.8
| 2PK12W | 600100315 | 12" double stem pendant mount kit , white | 55.5 | 48.2 | 43.3
| 2PK24W | 600100316 | 24" double stem pendant mount kit , white | 63.2 | 54.9 | 49.4
| 2PK48W | 600100253 | 48" double stem pendant mount kit, white | 79 | 68.7 | 61.8
| PMBXE | 600100268 | aimable pivot mount for BX910 eco | 13.8 | 12 | 10.8
| TM22BX | 600100260 | trunnion mount, 22" std | 47.5 | 41.3 | 37.1
| Controls Accessories | Item | Description | 15% | 10% | 5%
| EMDCB | 476100466 | wireless, self powered, passive infrared motion and lux sensor (enocean); note: backup battery not included | 163.2 | 141.9 | 127.7
| HHR FSIR | 476100186 | hand held remote to adjust FSP221 occ sensor | 156.7 | 136.3 | 122.6
| MLM1 | 476100270 | wireless, self powered, passive infrared motion and lux sensor (magnum first) | 194.8 | 169.4 | 152.4
| RLY | 476100461 | Beghelli lighting control module relay, casambi | 106 | 92.2 | 82.9
| RLYM1 | 476100272 | lighting control module relay (magnum first) | 194.8 | 169.4 | 152.4
| SW1 | 476100467 | single rocker wall switch, self-powered, dimming, bluetooth | 109.2 | 95 | 85.5
| SW1M1 | 476100273 | single rocker wall switch, self-powered, dimming, enocean protocol (magnum first) | 127.6 | 111 | 99.9
Link to Beghelli Web Page
BX920 | Model | Item | Description (Wet / IP66 / DLC) | 15% | 10% | 5%
| BX920LED 4HT |  | AC only, 4ft, steel linear fixture, die-castc end caps | 141.9 | 123.4 | 111
| BX920LED 4SA |  | AC & EM, 4ft, steel linear fixture, die-cast end caps | 280.4 | 243.9 | 219.5
Output
| LO |  | 50W, 6912 - 7317 lm | 0 | 0 | 0
| HO |  | 80W, 11065 - 11704 lm | 0 | 0 | 0
CCT
| WT30 |  | 3000K | 0 | 0 | 0
| WT40 |  | 4000K | 0 | 0 | 0
| WT50 |  | 5000K | 0 | 0 | 0
Input Voltage
| 120-277V |  | 120-277V universal voltage | 0 | 0 | 0
| 347V-480V |  | 347V - 480V input | 12.5 | 12.5 | 12.5
Lens
| PC |  | polycarbonate | 0 | 0 | 0
Finish
| WHT |  | white housing | 0 | 0 | 0
| Options |  | Description |  | Adder
| BAA |  | Buy American Act | contact factory
| (control) NOD | 476100458 | Beghelli in-fixture 0-10V, bluetooth, casambi lighting control node solution |  | 51.5
| (control) NODM1 | 476100271 | in-fixture 0-10V, enocean protocol lighting control node solution (magnum first) |  | 120.8
| (control) OS | 476100457 | Beghelli external occ sensor |  | 38.9
| (control) OSB | 476100456 | Beghelli external occ sensor, bluetooth |  | 62
| (control) OSBC | 476100465 | Beghelli external occ sensor, casambi |  | 79.8
| (control) OSM1 | 476100283 | external occ sensor (magnum first) |  | 131.3
| CRM |  | continuous row mount | 29.5
| EM |  | field install remote emergency driver | 137.5
| FP |  | fuse protection - 3A | 10.5
| RM |  | daisy chain (consult factory for layout with jumper cables) Note: max run distance 100ft |  | contact factory
| SP |  | surge protection - 10KA | 10.5
| Mounting Accessories | Item | Description | 15% | 10% | 5%
| 2AC50 | 600100191 | 50" aircraft cable kit | 33 | 28.7 | 25.8
| 2AC72 | 600100181 | 72" aircraft cable kit | 33 | 28.7 | 25.8
| 2CH48 | 600100183 | 48" chain hang kit (2 chains, field cuttable) | 13.8 | 12 | 10.8
| 2PK12W | 600100315 | 12" double stem pendant mount kit , white | 55.5 | 48.2 | 43.3
| 2PK24W | 600100316 | 24" double stem pendant mount kit , white | 63.2 | 54.9 | 49.4
| 2PK48W | 600100253 | 48" double stem pendant mount kit, white | 79 | 68.7 | 61.8
| PM | 600100195 | pivot mount | 13.8 | 12 | 10.8
| Controls Accessories | Item | Description | 15% | 10% | 5%
| EMDCB | 476100466 | wireless, self powered, passive infrared motion and lux sensor (enocean); note: backup battery not included | 163.2 | 141.9 | 127.7
| HHR FSIR | 476100186 | hand held remote to adjust FSP221 occ sensor | 156.7 | 136.3 | 122.6
| MLM1 | 476100270 | wireless, self powered, passive infrared motion and lux sensor (magnum first) | 194.8 | 169.4 | 152.4
| RLY | 476100461 | Beghelli lighting control module relay, casambi | 106 | 92.2 | 82.9
| RLYM1 | 476100272 | lighting control module relay (magnum first) | 194.8 | 169.4 | 152.4
| SW1 | 476100467 | single rocker wall switch, self-powered, dimming, bluetooth | 109.2 | 95 | 85.5
| SW1M1 | 476100273 | single rocker wall switch, self-powered, dimming, enocean protocol (magnum first) | 127.6 | 111 | 99.9
Link to Beghelli Web Page
Link to INDEX
2/6/26 removed grey finish from 920 description
1/20/26 corrected 920 nomenclature, no ECO

## BLS
LUCE SOLARE (BLS) | Model | Item | Description (wet / IP65) | 15% | 10% | 5%
| BLS 2A | 117104108 | 1630 lm @ 100% output, 5700K, 11W | 402.3 | 350 | 315
| BLS 4A | 117104109 | 3259 lm @ 100% output, 5700K, 23W | 694.2 | 603.9 | 543.5
| BLS 6A | 117104110 | 4888 lm @ 100% output, 5700K, 34W | 984.2 | 856.2 | 770.5
| BLS 10A | 117104112 | 8148 lm @ 100% output, 5700K, 57W | 1554.4 | 1352.3 | 1217
Link to Web Page (BLS-2A)
Link to Web Page (BLS-4A)
Link to Web Page (BLS-6A)
Link to Web Page (BLS-8A)
Link to Web Page (BLS-10A)
Link to INDEX

## BoxLED
BOXLED
716 MINI | Model | Item | Description (wet / IP66) | 15% | 10% | 5%
AC only operation, (10106 - 10945 lm)
WHILE | BL716LED HT HO SYM WT30 120-277V |  | AC only, 40W, 3000K, symmetric / asymmetric distribution, IP66, gray housing, 120-277V | 37.7 | 32.8 | 29.5
INVENTORY | BL716LED HT HO SYM WT40 120-277V |  | AC only, 40W, 4000K, symmetric / asymmetric distribution, IP66, gray housing, 120-277V | 37.7 | 32.8 | 29.5
LASTS | BL716LED HT HO SYM WT50 120-277V |  | AC only, 40W, 5000K, symmetric / asymmetric distribution, IP66, gray housing, 120-277V | 37.7 | 32.8 | 29.5
Link to Beghelli Web Page
726 MIDI | Model | Item | Description (wet / IP66) | 15% | 10% | 5%
| BL726HTLO |  | AC only, 50W, cast aluminum gray housing, glass lens, 120-277V, 0-10V dimming, 10kA surge protection (yoke attached and surface mount bracket included) | 221.1 | 192.3 | 173
| BL726HTMO |  | AC only, 70W, cast aluminum gray housing, glass lens, 120-277V, 0-10V dimming, 10kA surge protection (yoke attached and surface mount bracket included) | 221.1 | 192.3 | 173
| BL726HTHO |  | AC only, 90W, cast aluminum gray housing, glass lens, 120-277V, 0-10V dimming, 10kA surge protection (yoke attached and surface mount bracket included) | 221.1 | 192.3 | 173
CCT
| 18K |  | 1800K |  | 0
| 4K |  | 4000K |  | 0
| 5K |  | 5000K |  | 0
Distribution
| SYM |  | symmetric (asymmetric included with fixture) |  | 0
| Options |  | Description |  | Adder
| (control) NOD | 476100458 | Beghelli in-fixture 0-10V, bluetooth, casambi lighting control node solution |  | 51.5
| (control) NODM1 | 476100271 | in-fixture 0-10V, enocean protocol lighting control node solution (magnum first) |  | 120.8
| (control) OS | 476100457 | Beghelli external occ sensor |  | 38.9
| (control) OSB | 476100456 | Beghelli external occ sensor, bluetooth |  | 62
| (control) OSBC | 476100465 | Beghelli external occ sensor, casambi |  | 79.8
| (control) OSM1 | 476100283 | external occ sensor (magnum first) |  | 131.3
| EM |  | 10W Title 20 emergency back-up (remote mount) |  | 111
| DOT |  | 20kA surge protection |  | 25.5
| FP |  | fuse protection (3A) |  | 10.5
| HK |  | hook mount |  | 28
| HV |  | 347V - 480V input |  | 59
| Mounting Accessories | Item | Description | 15% | 10% | 5%
| 1PK12WADP | 600100340 | 12" pendant kit, white | 27.1 | 23.5 | 21.1
| 1PK24WADP | 600100263 | 24" pendant kit, white | 29.7 | 25.8 | 23.2
| 1PK48WADP |  | 48" pendant kit, white | 47.5 | 41.3 | 37.1
| 1SPK12WADP | 600100280 | 12" swivel pendant kit, white | 41.4 | 36 | 32.4
| 1SPK24WADP |  | 24" swivel pendant kit, white | 42.9 | 37.3 | 33.5
| 1SPK48WADP |  | 48" swivel pendant kit, white | 52.7 | 45.8 | 41.2
| 1XAC50 | 600100264 | 50" adjustable aircraft cable | 50 | 43.5 | 39.1
| 1XAC72 | 600100265 | 72" adjustable aircraft cable | 54 | 46.9 | 42.2
| 4CH48 | 600100188 | 48" chain hang kit , 4 pieces (field cuttable) | 25.8 | 22.4 | 20.1
| Controls Accessories | Item | Description | 15% | 10% | 5%
| EMDCB | 476100466 | wireless, self powered, passive infrared motion and lux sensor (enocean); note: backup battery not included | 163.2 | 141.9 | 127.7
| MLM1 | 476100270 | wireless, self powered, passive infrared motion and lux sensor (magnum first) | 194.8 | 169.4 | 152.4
| RLY | 476100461 | Beghelli lighting control module relay, casambi | 106 | 92.2 | 82.9
| RLYM1 | 476100272 | lighting control module relay (magnum first) | 194.8 | 169.4 | 152.4
| RSDC | 476100505 | Beghelli room sensor, wireless, Casambi bluetooth mesh, 12-24VDC | 119.1 | 103.6 | 93.2
| SW1 | 476100467 | single rocker wall switch, self-powered, dimming, bluetooth | 109.2 | 95 | 85.5
| SW1M1 | 476100273 | single rocker wall switch, self-powered, dimming, enocean protocol (magnum first) | 127.6 | 111 | 99.9
Link to Beghelli Web Page
BL736 | Model | Item | Description (wet / IP66) | 15% | 10% | 5%
| BL736HTLO |  | Flood/ Area/ Bay Light, AC only, 150W, cast aluminum gray housing, glass lens, 120-277V, 0-10V dimming, 10kA surge protection (yoke attached, surface mount bracket included) | 380.7 | 331.2 | 298
| BL736HTHO |  | Flood/ Area/ Bay Light, AC only, 240W, cast aluminum gray housing, glass lens, 120-277V, 0-10V dimming, 10kA surge protection (yoke attached, surface mount bracket included) | 380.7 | 331.2 | 298
CCT
| 18K |  | 1800K, consult factory for leadtime |  | 0
| 4K |  | 4000K |  | 0
| 5K |  | 5000K |  | 0
Distribution
| T2 |  | type II (recommended for use with DBA option), consult factory for leadtime |  | 0
| T5 |  | type V |  | 0
| Options |  | Description |  | Adder
| (control) NOD | 476100458 | Beghelli in-fixture 0-10V, bluetooth, casambi lighting control node solution |  | 51.5
| (control) NODM1 | 476100271 | in-fixture 0-10V, enocean protocol lighting control node solution (magnum first) |  | 120.8
| (control) OS | 476100457 | Beghelli external occ sensor |  | 38.9
| (control) OSB | 476100456 | Beghelli external occ sensor, bluetooth |  | 62
| (control) OSBC | 476100465 | Beghelli external occ sensor, casambi |  | 79.8
| (control) OSM1 | 476100283 | external occ sensor (magnum first) |  | 131.3
| DBA |  | dual bracket assy (includes bracket and 2nd fixture for 2x output; use T2 distribution) | 414.8 | 382.8 | 359.5
| DOT |  | 20kA surge protection |  | 25.5
| EM |  | 17W, Title 20 remote mount emergency backup |  | 131
| FP |  | fuse protection (3A) |  | 10.5
| HK |  | hook mount |  | 28
| HV |  | 347V - 480V input |  | 59
| Mounting Accessories | Item | Description | 15% | 10% | 5%
| 1PK12WADP | 600100340 | 12" pendant kit, white | 27.1 | 23.5 | 21.1
| 1PK24WADP | 600100263 | 24" pendant kit, white | 29.7 | 25.8 | 23.2
| 1PK48WADP |  | 48" pendant kit, white | 47.5 | 41.3 | 37.1
| 1SPK12WADP | 600100280 | 12" swivel pendant kit, white | 41.4 | 36 | 32.4
| 1SPK24WADP |  | 24" swivel pendant kit, white | 42.9 | 37.3 | 33.5
| 1SPK48WADP |  | 48" swivel pendant kit, white | 52.7 | 45.8 | 41.2
| 1XAC50 | 600100264 | 50" adjustable aircraft cable | 50 | 43.5 | 39.1
| 1XAC72 | 600100265 | 72" adjustable aircraft cable | 54 | 46.9 | 42.2
| 4CH48 | 600100188 | 48" chain hang kit , 4 pieces (field cuttable) | 25.8 | 22.4 | 20.1
| Controls Accessories | Item | Description | 15% | 10% | 5%
| EMDCB | 476100466 | wireless, self powered, passive infrared motion and lux sensor (enocean); note: backup battery not included | 163.2 | 141.9 | 127.7
| MLM1 | 476100270 | wireless, self powered, passive infrared motion and lux sensor (magnum first) | 194.8 | 169.4 | 152.4
| RLY | 476100461 | Beghelli lighting control module relay, casambi | 106 | 92.2 | 82.9
| RLYM1 | 476100272 | lighting control module relay (magnum first) | 194.8 | 169.4 | 152.4
| RSDC | 476100505 | Beghelli room sensor, wireless, Casambi bluetooth mesh, 12-24VDC | 119.1 | 103.6 | 93.2
| SW1 | 476100467 | single rocker wall switch, self-powered, dimming, bluetooth | 109.2 | 95 | 85.5
| SW1M1 | 476100273 | single rocker wall switch, self-powered, dimming, enocean protocol (magnum first) | 127.6 | 111 | 99.9
Link to Beghelli Web Page
Link to INDEX

## BS100LED
ILLUMINA BS100LED (STEALTH w/ BLK & SS options) | Model | Item | Description (wet / IP66/ NSF/ DLC PREMIUM) | 15% | 10% | 5%
AC only operation, 4ft, (4375 - 5208 lm)
| BS100LED 4HT VLO WT30 120-277V |  | 4ft, AC only, 30W, 3000K | 113.7 | 98.9 | 89
| BS100LED 4HT VLO WT35 120-277V |  | 4ft, AC only, 30W, 3500K | 113.7 | 98.9 | 89
| BS100LED 4HT VLO WT40 120-277V |  | 4ft, AC only, 30W, 4000K | 113.7 | 98.9 | 89
| BS100LED 4HT VLO WT50 120-277V | 117102287 | 4ft, AC only, 30W, 5000K | 113.7 | 98.9 | 89
AC & EM operation, 4ft, (4375 - 5208 lm) (1573 emergency lm)
| BS100LED 4SA VLO WT30 120-277V |  | 4ft, AC & EM, 30W, 3000K | 210.9 | 183.4 | 165
| BS100LED 4SA VLO WT35 120-277V |  | 4ft, AC & EM, 30W, 3500K | 210.9 | 183.4 | 165
| BS100LED 4SA VLO WT40 120-277V |  | 4ft, AC & EM, 30W, 4000K | 210.9 | 183.4 | 165
| BS100LED 4SA VLO WT50 120-277V | 117102288 | 4ft, AC & EM, 30W, 5000K | 210.9 | 183.4 | 165
AC only operation, 4ft, (5555 - 6627 lm)
| BS100LED 4HT LO WT30 120-277V | 117101173 | 4ft, AC only, 40W, 3000K | 124 | 107.8 | 97
| BS100LED 4HT LO WT35 120-277V |  | 4ft, AC only, 40W, 3500K | 124 | 107.8 | 97
| BS100LED 4HT LO WT40 120-277V | 117101174 | 4ft, AC only, 40W, 4000K | 124 | 107.8 | 97
| BS100LED 4HT LO WT50 120-277V | 117102016 | 4ft, AC only, 40W, 5000K | 124 | 107.8 | 97
AC & EM operation, 4ft, (5555 - 6627 lm) (1573 emergency lm)
| BS100LED 4SA LO WT30 120-277V | 117101179 | 4ft, AC & EM, 40W, 3000K | 223.6 | 194.5 | 175
| BS100LED 4SA LO WT35 120-277V |  | 4ft, AC & EM, 40W, 3500K | 223.6 | 194.5 | 175
| BS100LED 4SA LO WT40 120-277V | 117101180 | 4ft, AC & EM, 40W, 4000K | 223.6 | 194.5 | 175
| BS100LED 4SA LO WT50 120-277V | 117102124 | 4ft, AC & EM, 40W, 5000K | 223.6 | 194.5 | 175
AC only operation, 2ft, (3876 - 4635 lm)
| BS100LED 2HT LO WT30 120-277V |  | 2ft, AC only, 30W, 3000K | 108.7 | 94.5 | 85
| BS100LED 2HT LO WT35 120-277V | 117100889 | 2ft, AC only, 30W, 3500K | 108.7 | 94.5 | 85
| BS100LED 2HT LO WT40 120-277V |  | 2ft, AC only, 30W, 4000K | 108.7 | 94.5 | 85
| BS100LED 2HT LO WT50 120-277V | 117102042 | 2ft, AC only, 30W, 5000K | 108.7 | 94.5 | 85
AC & EM operation, 2ft, (3876 - 4635 lm) (1464 emergency lm)
| BS100LED 2SA LO WT30 120-277V | 117101492 | 2ft, AC & EM, 30W, 3000K | 208.3 | 181.2 | 163
| BS100LED 2SA LO WT35 120-277V |  | 2ft, AC & EM, 30W, 3500K | 208.3 | 181.2 | 163
| BS100LED 2SA LO WT40 120-277V | 117101494 | 2ft, AC & EM, 30W, 4000K | 208.3 | 181.2 | 163
| BS100LED 2SA LO WT50 120-277V | 117102044 | 2ft, AC & EM, 30W, 5000K | 208.3 | 181.2 | 163
AC only operation, 4ft, (6944 - 8284 lm)
| BS100LED 4HT MO WT30 120-277V | 117102142 | 4ft, AC only, 50W, 3000K | 124 | 107.8 | 97
| BS100LED 4HT MO WT35 120-277V |  | 4ft, AC only, 50W, 3500K | 124 | 107.8 | 97
| BS100LED 4HT MO WT40 120-277V | 117102143 | 4ft, AC only, 50W, 4000K | 124 | 107.8 | 97
| BS100LED 4HT MO WT50 120-277V | 117102144 | 4ft, AC only, 50W, 5000K | 124 | 107.8 | 97
AC & EM operation, 4ft, (6944 - 8284 lm) (1573 emergency lm)
| BS100LED 4SA MO WT30 120-277V | 117102145 | 4ft, AC & EM, 50W, 3000K | 223.6 | 194.5 | 175
| BS100LED 4SA MO WT35 120-277V |  | 4ft, AC & EM, 50W, 3500K | 223.6 | 194.5 | 175
| BS100LED 4SA MO WT40 120-277V | 117102146 | 4ft, AC & EM, 50W, 4000K | 223.6 | 194.5 | 175
| BS100LED 4SA MO WT50 120-277V | 117102147 | 4ft, AC & EM, 50W, 5000K | 223.6 | 194.5 | 175
AC only operation, 2ft, (5176 - 6172 lm)
| BS100LED 2HT MO WT30 120-277V | 117101468 | 2ft, AC only, 40W, 3000K | 108.7 | 94.5 | 85
| BS100LED 2HT MO WT35 120-277V |  | 2ft, AC only, 40W, 3500K | 108.7 | 94.5 | 85
| BS100LED 2HT MO WT40 120-277V | 117101469 | 2ft, AC only, 40W, 4000K | 108.7 | 94.5 | 85
| BS100LED 2HT MO WT50 120-277V | 117101470 | 2ft, AC only, 40W, 5000K | 108.7 | 94.5 | 85
AC & EM operation, 2ft, (5176 - 6172 lm) (1464 emergency lm)
| BS100LED 2SA MO WT30 120-277V | 117101471 | 2ft, AC & EM, 40W, 3000K | 208.3 | 181.2 | 163
| BS100LED 2SA MO WT35 120-277V |  | 2ft, AC & EM, 40W, 3500K | 208.3 | 181.2 | 163
| BS100LED 2SA MO WT40 120-277V | 117101472 | 2ft, AC & EM, 40W, 4000K | 208.3 | 181.2 | 163
| BS100LED 2SA MO WT50 120-277V | 117101473 | 2ft, AC & EM, 40W, 5000K | 208.3 | 181.2 | 163
AC only operation, 4ft, (8318 - 9946 lm)
| BS100LED 4HT HO WT30 120-277V | 117101176 | 4ft, AC only, 60W, 3000K | 124 | 107.8 | 97
| BS100LED 4HT HO WT35 120-277V |  | 4ft, AC only, 60W, 3500K | 124 | 107.8 | 97
| BS100LED 4HT HO WT40 120-277V | 117101177 | 4ft, AC only, 60W, 4000K | 124 | 107.8 | 97
| BS100LED 4HT HO WT50 120-277V | 117102045 | 4ft, AC only, 60W, 5000K | 124 | 107.8 | 97
AC & EM operation, 4ft, (8318 - 9946 lm) (1573 emergency lm)
| BS100LED 4SA HO WT30 120-277V | 117101182 | 4ft, AC & EM, 60W, 3000K | 223.6 | 194.5 | 175
| BS100LED 4SA HO WT35 120-277V |  | 4ft, AC & EM, 60W, 3500K | 223.6 | 194.5 | 175
| BS100LED 4SA HO WT40 120-277V | 117101183 | 4ft, AC & EM, 60W, 4000K | 223.6 | 194.5 | 175
| BS100LED 4SA HO WT50 120-277V | 117101467 | 4ft, AC & EM, 60W, 5000K | 223.6 | 194.5 | 175
AC only operation, 2ft, (6464 - 7716 lm)
| BS100LED 2HT HO WT30 120-277V | 117101006 | 2ft, AC only, 50W, 3000K | 108.7 | 94.5 | 85
| BS100LED 2HT HO WT35 120-277V |  | 2ft, AC only, 50W, 3500K | 108.7 | 94.5 | 85
| BS100LED 2HT HO WT40 120-277V | 117101257 | 2ft, AC only, 50W, 4000K | 108.7 | 94.5 | 85
| BS100LED 2HT HO WT50 120-277V | 117102041 | 2ft, AC only, 50W, 5000K | 108.7 | 94.5 | 85
AC & EM operation, 2ft, (6464 - 7716 lm) (1464 emergency lm)
| BS100LED 2SA HO WT30 120-277V | 117101493 | 2ft, AC & EM, 50W, 3000K | 208.3 | 181.2 | 163
| BS100LED 2SA HO WT35 120-277V |  | 2ft, AC & EM, 50W, 3500K | 208.3 | 181.2 | 163
| BS100LED 2SA HO WT40 120-277V | 117101495 | 2ft, AC & EM, 50W, 4000K | 208.3 | 181.2 | 163
| BS100LED 2SA HO WT50 120-277V | 117102043 | 2ft, AC & EM, 50W, 5000K | 208.3 | 181.2 | 163
AC only operation, 4ft, (9714 - 11,589 lm)
| BS100LED 4HT VHO WT30 120-277V |  | 4ft, AC only, 70W, 3000K | 124 | 107.8 | 97
| BS100LED 4HT VHO WT35 120-277V |  | 4ft, AC only, 70W, 3500K | 124 | 107.8 | 97
| BS100LED 4HT VHO WT40 120-277V | 117104288 | 4ft, AC only, 70W, 4000K | 124 | 107.8 | 97
| BS100LED 4HT VHO WT50 120-277V |  | 4ft, AC only, 70W, 5000K | 124 | 107.8 | 97
AC & EM operation, 4ft, (9714 - 11,589 lm) (1573 emergency lm)
| BS100LED 4SA VHO WT30 120-277V |  | 4ft, AC & EM, 70W, 3000K | 223.6 | 194.5 | 175
| BS100LED 4SA VHO WT35 120-277V |  | 4ft, AC & EM, 70W, 3050K | 223.6 | 194.5 | 175
| BS100LED 4SA VHO WT40 120-277V |  | 4ft, AC & EM, 70W, 4000K | 223.6 | 194.5 | 175
| BS100LED 4SA VHO WT50 120-277V |  | 4ft, AC & EM, 70W, 5000K | 223.6 | 194.5 | 175
| Options |  | Description |  | Adder
| 347V - 480V |  | 347V - 480V input |  | 15.5
STEALTH | BLK |  | black housing (MOQ 1000 for 2ft) |  | 10.5
| CRD |  | std 5 conductor, 72" cord, black (consult factory for custom lengths) |  | 18.5
| D |  | dali |  | 24.5
| (control) IS | 476100455 | Beghelli integral PIR occ sensor, bi-level dimming |  | 30.5
| (control) ISB | 476100454 | Beghelli integral PIR occ sensor, bi-level dimming, Bluetooth |  | 51.5
| (control) ISBC | 476100464 | Beghelli integral PIR occ sensor, bi-level dimming, Casambi Bluetooth mesh |  | 83
| (control) FSP221 | 476100387 | integral occ sensor (wattstopper fsp221) |  | 78.8
| (control) ISM1 | 476100307 | integral occ sensor (magnum first) |  | 131.3
| (control) NOD | 476100458 | Beghelli in-fixture 0-10V, bluetooth, casambi lighting control node solution |  | 51.5
| (control) NODM1 | 476100271 | in-fixture 0-10V, enocean protocol lighting control node solution (magnum first) |  | 120.8
| (control) OS | 476100457 | Beghelli external occ sensor |  | 38.9
| (control) OSB | 476100456 | Beghelli external occ sensor, bluetooth |  | 62
| (control) OSBC | 476100465 | Beghelli external occ sensor, casambi |  | 79.8
| (control) OSM1 | 476100283 | external occ sensor (magnum first) |  | 131.3
| FA |  | fully assembled fixture |  | contact factory
| FP |  | inline fuse protection (3A) |  | 10.5
| JM |  | junction mount (fixture maintains IP66 rating) |  | 18.5
| Power cords and flex whip options |  | Power cords and flex whip options |  | contact factory
| SP |  | surge protection (10KA) |  | 10.5
STEALTH | SS |  | stainless steel clips (x8) |  | 8.5
| TPS |  | tamper proof screws |  | 18.5
| WHT |  | white housing (MOQ 1000) |  | contact factory
| Mounting Accessories | Item | Description | 15% | 10% | 5%
| 1PK12WBS02 | 600100297 | 12" pendant mount kit , white (2' BS100) | 58 | 50.4 | 45.3
| 1PK24WBS02 | 600100321 | 24" pendant mount kit , white (2' BS100) | 63.2 | 54.9 | 49.4
| 1PK48WBS02 | 600100322 | 48" pendant mount kit, white (2' BS100) | 79 | 68.7 | 61.8
| 1PK12WBS04 | 600100190 | 12" pendant mount kit , white (4' BS100) | 68.6 | 59.6 | 53.6
| 1PK24WBS04 | 600100196 | 24" pendant mount kit , white (4' BS100) | 75.1 | 65.3 | 58.7
| 1PK48WBS04 | 600100314 | 48" pendant mount kit, white (4' BS100) | 85.7 | 74.5 | 67
| 1SPK12WBS02 | 600100303 | 12" single swivel pendant kit, white (2' BS100) | 61.9 | 53.8 | 48.4
| 1SPK24WBS02 | 600100323 | 24" single swivel pendant kit, white (2' BS100) | 59.4 | 51.6 | 46.4
| 1SPK48WBS02 | 600100324 | 48" single swivel pendant kit, white (2' BS100) | 67.2 | 58.4 | 52.5
| 1SPK12WBS04 | 600100293 | 12" single swivel pendant kit, white (4' BS100) | 56.7 | 49.3 | 44.3
| 1SPK24WBS04 | 600100317 | 24" single swivel pendant kit, white (4' BS100) | 59.4 | 51.6 | 46.4
| 1SPK48WBS04 | 600100318 | 48" single swivel pendant kit, white (4' BS100) | 67.2 | 58.4 | 52.5
| 2AC50 | 600100191 | 50" aircraft cable kit | 33 | 28.7 | 25.8
| 2AC72 | 600100181 | 72" aircraft cable kit | 33 | 28.7 | 25.8
| 2CH48 | 600100183 | 48" chain hang kit (2 chains, field cuttable) | 13.8 | 12 | 10.8
| 2PK12W | 600100315 | 12" double stem pendant mount kit , white | 55.5 | 48.2 | 43.3
| 2PK24W | 600100316 | 24" double stem pendant mount kit , white | 63.2 | 54.9 | 49.4
| 2PK48W | 600100253 | 48" double stem pendant mount kit, white | 79 | 68.7 | 61.8
| 2SPK12W | 600100302 | 12" double stem swivel pendant mount kit , white | 60.6 | 52.7 | 47.4
| 2SPK24W | 600100319 | 24" double stem swivel pendant mount kit , white | 65.9 | 57.3 | 51.5
| 2SPK48W | 600100320 | 48" double stem swivel pendant mount kit, white | 81.7 | 71 | 63.9
| MM | 600100295 | magnet mount | 98.8 | 85.9 | 77.3
| PM | 600100195 | pivot mount | 13.8 | 12 | 10.8
| QMBWBS02 | 600100282 | IP66 quick mount bracket (2' BS100) | 76.7 | 66.7 | 60
| QMBWBS04 | 600100259 | IP66 quick mount bracket (4' BS100) | 54.4 | 47.3 | 42.5
| TM22BS02 | * | 22" length trunnion mount (2' BS100) | 69.8 | 60.7 | 54.6
| TM22BS04 | 600100294 | 22" length trunnion mount (4' BS100) | 77.8 | 67.6 | 60.8
| Controls Accessories | Item | Description | 15% | 10% | 5%
| EMDCB | 476100466 | wireless, self powered, passive infrared motion and lux sensor (enocean); note: backup battery not included | 163.2 | 141.9 | 127.7
| HHR FSIR | 476100186 | hand held remote to adjust FSP221 occ sensor | 156.7 | 136.3 | 122.6
| MLM1 | 476100270 | wireless, self powered, passive infrared motion and lux sensor (magnum first) | 194.8 | 169.4 | 152.4
| RLY | 476100461 | Beghelli lighting control module relay, casambi | 106 | 92.2 | 82.9
| RLYM1 | 476100272 | lighting control module relay (magnum first) | 194.8 | 169.4 | 152.4
| RSDC | 476100505 | Beghelli room sensor, wireless, Casambi bluetooth mesh, 12-24VDC | 119.1 | 103.6 | 93.2
| SW1 | 476100467 | single rocker wall switch, self-powered, dimming, bluetooth | 109.2 | 95 | 85.5
| SW1M1 | 476100273 | single rocker wall switch, self-powered, dimming, enocean protocol (magnum first) | 127.6 | 111 | 99.9
| Accessories | Item | Description | 15% | 10% | 5%
| 2ft Frosted Lens | 226200015 | 2ft Frosted lens - spare or replacement | 15.3 | 13.3 | 12
| 4ft Frosted Lens | 226200013 | 4ft Frosted lens - spare or replacement | 24.3 | 21.1 | 19
| Installation Kit | 851200000 | Installation kit for BS100LED | 12.2 | 10.6 | 9.5
| TPB | 800100028 | tamper proof driver bit for illumina TPS option | 13.3 | 11.5 | 10.3
Link to Web Page
Link to INDEX
2026-01-09

## BS100LED-A
ILLUMINA BS100LED A TURTLELED | Model | Item | Description (wet / IP66) | 15% | 10% | 5%
AC only operation, 4ft, (671 lm)
| BS100LED A 4HT 120-277V | 117101569 | 4ft, AC only, 54W, amber 590 LED, fully shielded, IP66, FWC approved for turtle lighting | 305.3 | 265.6 | 239
AC & EM operation, 4ft, (671 lm) (122 emergency lm)
| BS100LED A 4SA 120-277V | 117101788 | 4ft, AC & EM, 54W, amber 590 LED, fully shielded, IP66 FWC approved for turtle lighting | 413.8 | 360 | 324
AC only operation, 2ft, (366 lm)
| BS100LED A 2HT 120-277V | 117101787 | 2ft, AC only, 30W, amber LED, fully shielded, IP66, FWC approved for turtle lighting | 266.4 | 231.7 | 208.5
AC & EM operation, 2ft, (366 lm) (86 emergency lm)
| BS100LED A 2SA 120-277V | 117101786 | 2ft, AC & EM, 30W, amber LED, fully shielded, IP66 FWC approved for turtle lighting | 382.6 | 332.8 | 299.5
| Options |  | Description |  | Adder
| 347V - 480V |  | 347V - 480V input |  | 15.5
| BLK |  | black housing |  | 10.5
| CL |  | clear lens (only available for 4ft) |  | 0
| FP |  | inline fuse protection (3A) |  | 10.5
| JM |  | junction mount (fixture maintains IP66 rating) |  | 18.5
| NS |  | No shield |  | Less $35
| SS |  | stainless steel clips (x8) |  | 8.5
| TPS |  | tamper proof screws |  | 18.5
| Accessories | Item | Description | 15% | 10% | 5%
| Installation Kit | 851200000 | Installation kit for BS100LED | 12.2 | 10.6 | 9.5
| TPB | 800100028 | tamper proof driver bit for illumina TPS option | 13.3 | 11.5 | 10.3
| Mounting Accessories | Item | Description | 15% | 10% | 5%
| 1PK12WBS02 | 600100297 | 12" pendant mount kit , white (2' BS100) | 58 | 50.4 | 45.3
| 1PK24WBS02 | 600100321 | 24" pendant mount kit , white (2' BS100) | 63.2 | 54.9 | 49.4
| 1PK48WBS02 | 600100322 | 48" pendant mount kit, white (2' BS100) | 79 | 68.7 | 61.8
| 1PK12WBS04 | 600100190 | 12" pendant mount kit , white (4' BS100) | 68.6 | 59.6 | 53.6
| 1PK24WBS04 | 600100196 | 24" pendant mount kit , white (4' BS100) | 75.1 | 65.3 | 58.7
| 1PK48WBS04 | 600100314 | 48" pendant mount kit, white (4' BS100) | 85.7 | 74.5 | 67
| 1SPK12WBS02 | 600100303 | 12" single swivel pendant kit, white (2' BS100) | 61.9 | 53.8 | 48.4
| 1SPK24WBS02 | 600100323 | 24" single swivel pendant kit, white (2' BS100) | 59.4 | 51.6 | 46.4
| 1SPK48WBS02 | 600100324 | 48" single swivel pendant kit, white (2' BS100) | 67.2 | 58.4 | 52.5
| 1SPK12WBS04 | 600100293 | 12" single swivel pendant kit, white (4' BS100) | 56.7 | 49.3 | 44.3
| 1SPK24WBS04 | 600100317 | 24" single swivel pendant kit, white (4' BS100) | 59.4 | 51.6 | 46.4
| 1SPK48WBS04 | 600100318 | 48" single swivel pendant kit, white (4' BS100) | 67.2 | 58.4 | 52.5
| 2AC50 | 600100191 | 50" aircraft cable kit | 33 | 28.7 | 25.8
| 2AC72 | 600100181 | 72" aircraft cable kit | 33 | 28.7 | 25.8
| 2CH48 | 600100183 | 48" chain hang kit (2 chains, field cuttable) | 13.8 | 12 | 10.8
| 2PK12W | 600100315 | 12" double stem pendant mount kit , white | 55.5 | 48.2 | 43.3
| 2PK24W | 600100316 | 24" double stem pendant mount kit , white | 63.2 | 54.9 | 49.4
| 2PK48W | 600100253 | 48" double stem pendant mount kit, white | 79 | 68.7 | 61.8
| QMBWBS02 | 600100282 | IP66 quick mount bracket (2' BS100) | 76.7 | 66.7 | 60
| QMBWBS04 | 600100259 | IP66 quick mount bracket (4' BS100) | 54.4 | 47.3 | 42.5
| TM22BS02 | 600100299 | 22" length trunnion mount (2' BS100) | 69.8 | 60.7 | 54.6
| TM22BS04 | 600100294 | 22" length trunnion mount (4' BS100) | 77.8 | 67.6 | 60.8
Link to Web Page
Link to INDEX
2026-01-09

## BS100LED-PG
ILLUMINA BS100LED PG | Model | Item | Description (wet / IP66) | 15% | 10% | 5%
AC only operation, 4ft, (3919 - 4674 lm)
| BS100LED PG 4HT VLO WT30 120-277V |  | 4ft, AC only, 30W, 3000K, DLC approved parking garage, gray housing | 126.5 | 110 | 99
| BS100LED PG 4HT VLO WT40 120-277V |  | 4ft, AC only, 30W, 4000K, DLC approved parking garage, gray housing | 126.5 | 110 | 99
| BS100LED PG 4HT VLO WT50 120-277V |  | 4ft, AC only, 30W, 5000K, DLC approved parking garage, gray housing | 126.5 | 110 | 99
AC & EM operation, 4ft, (3919 - 4674 lm) (1474 emergency lm)
| BS100LED PG 4SA VLO WT30 120-277V |  | 4ft, AC & EM, 30W, 3000K, DLC approved parking garage, gray housing | 223.6 | 194.5 | 175
| BS100LED PG 4SA VLO WT40 120-277V |  | 4ft, AC & EM, 30W, 4000K, DLC approved parking garage, gray housing | 223.6 | 194.5 | 175
| BS100LED PG 4SA VLO WT50 120-277V |  | 4ft, AC & EM, 30W, 5000K, DLC approved parking garage, gray housing | 223.6 | 194.5 | 175
AC only operation, 4ft, (5210 - 6231 lm)
| BS100LED PG 4HT LO WT30 120-277V |  | 4ft, AC only, 40W, 3000K, DLC approved parking garage, gray housing | 131.7 | 114.5 | 103
| BS100LED PG 4HT LO WT40 120-277V |  | 4ft, AC only, 40W, 4000K, DLC approved parking garage, gray housing | 131.7 | 114.5 | 103
| BS100LED PG 4HT LO WT50 120-277V |  | 4ft, AC only, 40W, 5000K, DLC approved parking garage, gray housing | 131.7 | 114.5 | 103
AC only operation, 2ft, (3457 - 4134 lm)
| BS100LED PG 2HT LO WT30 120-277V |  | 2ft, AC only, 30W, 3000K, DLC approved parking garage, gray housing | 124 | 107.8 | 97
| BS100LED PG 2HT LO WT40 120-277V |  | 2ft, AC only, 30W, 4000K, DLC approved parking garage, gray housing | 124 | 107.8 | 97
| BS100LED PG 2HT LO WT50 120-277V |  | 2ft, AC only, 30W, 5000K, DLC approved parking garage, gray housing | 124 | 107.8 | 97
AC & EM operation, 4ft, (5210 - 6231 lm) (1474 emergency lm)
| BS100LED PG 4SA LO WT30 120-277V |  | 4ft, AC & EM, 40W, 3000K, DLC approved parking garage, gray housing | 228.7 | 198.9 | 179
| BS100LED PG 4SA LO WT40 120-277V |  | 4ft, AC & EM, 40W, 4000K, DLC approved parking garage, gray housing | 228.7 | 198.9 | 179
| BS100LED PG 4SA LO WT50 120-277V |  | 4ft, AC & EM, 40W, 5000K, DLC approved parking garage, gray housing | 228.7 | 198.9 | 179
AC & EM operation, 2ft, (3457 - 4134 lm) (1305 emergency lm)
| BS100LED PG 2SA LO WT30 120-277V |  | 2ft, AC & EM, 30W, 3000K, DLC approved parking garage, gray housing | 223.6 | 194.5 | 175
| BS100LED PG 2SA LO WT40 120-277V |  | 2ft, AC & EM, 30W, 4000K, DLC approved parking garage, gray housing | 223.6 | 194.5 | 175
| BS100LED PG 2SA LO WT50 120-277V |  | 2ft, AC & EM, 30W, 5000K, DLC approved parking garage, gray housing | 223.6 | 194.5 | 175
AC only operation, 2ft, (4615 - 5503 lm)
| BS100LED PG 2HT MO WT30 120-277V |  | 2ft, AC only, 40W, 3000K, DLC approved parking garage, gray housing | 124 | 107.8 | 97
| BS100LED PG 2HT MO WT40 120-277V |  | 2ft, AC only, 40W, 4000K, DLC approved parking garage, gray housing | 124 | 107.8 | 97
| BS100LED PG 2HT MO WT50 120-277V |  | 2ft, AC only, 40W, 5000K, DLC approved parking garage, gray housing | 124 | 107.8 | 97
AC & EM operation, 2ft, (4615 - 5503 lm) (1305 emergency lm)
| BS100LED PG 2SA MO WT30 120-277V |  | 2ft, AC & EM, 40W, 3000K, DLC approved parking garage, gray housing | 223.6 | 194.5 | 175
| BS100LED PG 2SA MO WT40 120-277V |  | 2ft, AC & EM, 40W, 4000K, DLC approved parking garage, gray housing | 223.6 | 194.5 | 175
| BS100LED PG 2SA MO WT50 120-277V |  | 2ft, AC & EM, 40W, 5000K, DLC approved parking garage, gray housing | 223.6 | 194.5 | 175
AC only operation, 4ft, (7221 - 8622 lm)
| BS100LED PG 4HT HO WT30 120-277V |  | 4ft, AC only, 60W, 3000K, DLC approved parking garage, gray housing | 131.7 | 114.5 | 103
| BS100LED PG 4HT HO WT40 120-277V |  | 4ft, AC only, 60W, 4000K, DLC approved parking garage, gray housing | 131.7 | 114.5 | 103
| BS100LED PG 4HT HO WT50 120-277V |  | 4ft, AC only, 60W, 5000K, DLC approved parking garage, gray housing | 131.7 | 114.5 | 103
AC only operation, 2ft, (5766 - 6885 lm)
| BS100LED PG 2HT HO WT30 120-277V |  | 2ft, AC only, 50W, 3000K, DLC approved parking garage, gray housing | 124 | 107.8 | 97
| BS100LED PG 2HT HO WT40 120-277V |  | 2ft, AC only, 50W, 4000K, DLC approved parking garage, gray housing | 124 | 107.8 | 97
| BS100LED PG 2HT HO WT50 120-277V |  | 2ft, AC only, 50W, 5000K, DLC approved parking garage, gray housing | 124 | 107.8 | 97
AC & EM operation, 4ft, (7221 - 8622 lm) (1474 emergency lm)
| BS100LED PG 4SA HO WT30 120-277V |  | 4ft, AC & EM, 60W, 3000K, DLC approved parking garage, gray housing | 228.7 | 198.9 | 179
| BS100LED PG 4SA HO WT40 120-277V |  | 4ft, AC & EM, 60W, 4000K, DLC approved parking garage, gray housing | 228.7 | 198.9 | 179
| BS100LED PG 4SA HO WT50 120-277V |  | 4ft, AC & EM, 60W, 5000K, DLC approved parking garage, gray housing | 228.7 | 198.9 | 179
AC & EM operation, 2ft, (5766 - 6885 lm) (1305 emergency lm)
| BS100LED PG 2SA HO WT30 120-277V |  | 2ft, AC & EM, 50W, 3000K, DLC approved parking garage, gray housing | 223.6 | 194.5 | 175
| BS100LED PG 2SA HO WT40 120-277V |  | 2ft, AC & EM, 50W, 4000K, DLC approved parking garage, gray housing | 223.6 | 194.5 | 175
| BS100LED PG 2SA HO WT50 120-277V |  | 2ft, AC & EM, 50W, 5000K, DLC approved parking garage, gray housing | 223.6 | 194.5 | 175
AC only operation, 4ft, (8426 - 9768 lm)
| BS100LED PG 4HT VHO WT30 120-277V |  | 4ft, AC only, 70W, 3000K, DLC approved parking garage, gray housing | 131.7 | 114.5 | 103
| BS100LED PG 4HT VHO WT40 120-277V |  | 4ft, AC only, 70W, 4000K, DLC approved parking garage, gray housing | 131.7 | 114.5 | 103
| BS100LED PG 4HT VHO WT50 120-277V |  | 4ft, AC only, 70W, 5000K, DLC approved parking garage, gray housing | 131.7 | 114.5 | 103
AC & EM operation, 4ft, (8426 - 9768 lm) (1474 emergency lm)
| BS100LED PG 4SA VHO WT30 120-277V |  | 4ft, AC & EM, 70W, 3000K, DLC approved parking garage, gray housing | 228.7 | 198.9 | 179
| BS100LED PG 4SA VHO WT40 120-277V |  | 4ft, AC & EM, 70W, 4000K, DLC approved parking garage, gray housing | 228.7 | 198.9 | 179
| BS100LED PG 4SA VHO WT50 120-277V |  | 4ft, AC & EM, 70W, 5000K, DLC approved parking garage, gray housing | 228.7 | 198.9 | 179
| Options |  | Description |  | Adder
| 347V - 480V |  | 347V - 480V input |  | 15.5
| BLK |  | black housing (MOQ 1000 for 2ft) |  | 10.5
| (control) IS | 476100455 | Beghelli integral PIR occ sensor, bi-level dimming |  | 30.5
| (control) ISB | 476100454 | Beghelli integral PIR occ sensor, bi-level dimming, Bluetooth |  | 51.5
| (control) ISBC | 476100464 | Beghelli integral PIR occ sensor, bi-level dimming, Casambi Bluetooth mesh |  | 83
| (control) FSP221 | 476100387 | integral occ sensor (wattstopper fsp221) |  | 78.8
| (control) ISM1 | 476100307 | integral occ sensor (magnum first) |  | 131.3
| (control) NOD | 476100458 | Beghelli in-fixture 0-10V, bluetooth, casambi lighting control node solution |  | 51.5
| (control) NODM1 | 476100271 | in-fixture 0-10V, enocean protocol lighting control node solution (magnum first) |  | 120.8
| (control) OS | 476100457 | Beghelli external occ sensor |  | 38.9
| (control) OSB | 476100456 | Beghelli external occ sensor, bluetooth |  | 62
| (control) OSBC | 476100465 | Beghelli external occ sensor, casambi |  | 79.8
| (control) OSM1 | 476100283 | external occ sensor (magnum first) |  | 131.3
| FA |  | fully assembled fixture |  | contact factory
| FP |  | inline fuse protection (3A) |  | 10.5
| JM |  | junction mount (fixture maintains IP66 rating) |  | 18.5
| Power cords and flex whip options |  | Power cords and flex whip options |  | contact factory
| SS |  | stainless steel clips (x8) |  | 8.5
| TPB |  | tamper proof driver bit |  | 9.5
| TPS |  | tamper proof screws |  | 18.5
| W |  | white housing (MOQ 1000) |  | contact factory
| Accessories | Item | Description | 15% | 10% | 5%
| Frosted Lens, 4ft | 226200013 | 4ft Frosted lens - spare or replacement | 24.3 | 21.1 | 19
| Installation Kit | 851200000 | Installation kit for BS100LED | 12.2 | 10.6 | 9.5
| TPB | 800100028 | tamper proof driver bit for illumina TPS option | 13.3 | 11.5 | 10.3
| Mounting Accessories | Item | Description | 15% | 10% | 5%
| 1PK12WBS02 | 600100297 | 12" pendant mount kit , white (2' BS100) | 58 | 50.4 | 45.3
| 1PK24WBS02 | 600100321 | 24" pendant mount kit , white (2' BS100) | 63.2 | 54.9 | 49.4
| 1PK48WBS02 | 600100322 | 48" pendant mount kit, white (2' BS100) | 79 | 68.7 | 61.8
| 1PK12WBS04 | 600100190 | 12" pendant mount kit , white (4' BS100) | 68.6 | 59.6 | 53.6
| 1PK24WBS04 | 600100196 | 24" pendant mount kit , white (4' BS100) | 75.1 | 65.3 | 58.7
| 1PK48WBS04 | 600100314 | 48" pendant mount kit, white (4' BS100) | 85.7 | 74.5 | 67
| 1SPK12WBS02 | 600100303 | 12" single swivel pendant kit, white (2' BS100) | 61.9 | 53.8 | 48.4
| 1SPK24WBS02 | 600100323 | 24" single swivel pendant kit, white (2' BS100) | 59.4 | 51.6 | 46.4
| 1SPK48WBS02 | 600100324 | 48" single swivel pendant kit, white (2' BS100) | 67.2 | 58.4 | 52.5
| 1SPK12WBS04 | 600100293 | 12" single swivel pendant kit, white (4' BS100) | 56.7 | 49.3 | 44.3
| 1SPK24WBS04 | 600100317 | 24" single swivel pendant kit, white (4' BS100) | 59.4 | 51.6 | 46.4
| 1SPK48WBS04 | 600100318 | 48" single swivel pendant kit, white (4' BS100) | 67.2 | 58.4 | 52.5
| 2AC50 | 600100191 | 50" aircraft cable kit | 33 | 28.7 | 25.8
| 2AC72 | 600100181 | 72" aircraft cable kit | 33 | 28.7 | 25.8
| 2CH48 | 600100183 | 48" chain hang kit (2 chains, field cuttable) | 13.8 | 12 | 10.8
| 2PK12W | 600100315 | 12" double stem pendant mount kit , white | 55.5 | 48.2 | 43.3
| 2PK24W | 600100316 | 24" double stem pendant mount kit , white | 63.2 | 54.9 | 49.4
| 2PK48W | 600100253 | 48" double stem pendant mount kit, white | 79 | 68.7 | 61.8
| 2SPK12W | 600100302 | 12" double stem swivel pendant mount kit , white | 60.6 | 52.7 | 47.4
| 2SPK24W | 600100319 | 24" double stem swivel pendant mount kit , white | 65.9 | 57.3 | 51.5
| 2SPK48W | 600100320 | 48" double stem swivel pendant mount kit, white | 81.7 | 71 | 63.9
| MM | 600100295 | magnet mount | 98.8 | 85.9 | 77.3
| PM | 600100195 | pivot mount | 13.8 | 12 | 10.8
| QMBWBS02 | 600100282 | IP66 quick mount bracket (2' BS100) | 76.7 | 66.7 | 60
| QMBWBS04 | 600100259 | IP66 quick mount bracket (4' BS100) | 54.4 | 47.3 | 42.5
| TM22BS02 | 600100299 | 22" length trunnion mount (2' BS100) | 69.8 | 60.7 | 54.6
| TM22BS04 | 600100294 | 22" length trunnion mount (4' BS100) | 77.8 | 67.6 | 60.8
| Controls Accessories | Item | Description | 15% | 10% | 5%
| EMDCB | 476100466 | wireless, self powered, passive infrared motion and lux sensor (enocean); note: backup battery not included | 163.2 | 141.9 | 127.7
| HHR FSIR | 476100186 | hand held remote to adjust FSP221 occ sensor | 156.7 | 136.3 | 122.6
| MLM1 | 476100270 | wireless, self powered, passive infrared motion and lux sensor (magnum first) | 194.8 | 169.4 | 152.4
| RLY | 476100461 | Beghelli lighting control module relay, casambi | 106 | 92.2 | 82.9
| RLYM1 | 476100272 | lighting control module relay (magnum first) | 194.8 | 169.4 | 152.4
| SW1 | 476100467 | single rocker wall switch, self-powered, dimming, bluetooth | 109.2 | 95 | 85.5
| SW1M1 | 476100273 | single rocker wall switch, self-powered, dimming, enocean protocol (magnum first) | 127.6 | 111 | 99.9
Link to Web Page
Link to INDEX
2026-01-14

## BS101
ILLUMINA BS101 | Model | Item | Description (wet / IP66/ NSF/ DLC PREMIUM) | 15% | 10% | 5%
AC only operation, 4ft, (5786 - 6909 lm)
| BS101LED 4HT LO WT30 120-277V |  | 4ft, AC only, 40W, 3000K | 101 | 87.8 | 79
| BS101LED 4HT LO WT35 120-277V | 117101185 | 4ft, AC only, 40W, 3500K | 101 | 87.8 | 79
| BS101LED 4HT LO WT40 120-277V | 117101186 | 4ft, AC only, 40W, 4000K | 101 | 87.8 | 79
| BS101LED 4HT LO WT50 120-277V | 117101187 | 4ft, AC only, 40W, 5000K | 101 | 87.8 | 79
AC & EM operation, 4ft, (5786 - 6909 lm) (1633 emergency lm)
| BS101LED 4SA LO WT30 120-277V |  | 4ft, AC & EM, 40W, 3000K | 219.8 | 191.2 | 172
| BS101LED 4SA LO WT35 120-277V | 117102356 | 4ft, AC & EM, 40W, 3500K | 219.8 | 191.2 | 172
| BS101LED 4SA LO WT40 120-277V | 117102357 | 4ft, AC & EM, 40W, 4000K | 219.8 | 191.2 | 172
| BS101LED 4SA LO WT50 120-277V | 117102358 | 4ft, AC & EM, 40W, 5000K | 219.8 | 191.2 | 172
AC only operation, 4ft, (8679 - 10,351 lm)
| BS101LED 4HT HO WT30 120-277V |  | 4ft, AC only, 60W, 3000K | 101 | 87.8 | 79
| BS101LED 4HT HO WT35 120-277V | 117101188 | 4ft, AC only, 60W, 3500K | 101 | 87.8 | 79
| BS101LED 4HT HO WT40 120-277V | 117101189 | 4ft, AC only, 60W, 4000K | 101 | 87.8 | 79
| BS101LED 4HT HO WT50 120-277V | 117101190 | 4ft, AC only, 60W, 5000K | 101 | 87.8 | 79
AC & EM operation, 4ft, (8679 - 10,351 lm) (1633 emergency lm)
| BS101LED 4SA HO WT30 120-277V |  | 4ft, AC & EM, 60W, 3000K | 219.8 | 191.2 | 172
| BS101LED 4SA HO WT35 120-277V | 117102359 | 4ft, AC & EM, 60W, 3500K | 219.8 | 191.2 | 172
| BS101LED 4SA HO WT40 120-277V | 117102360 | 4ft, AC & EM, 60W, 4000K | 219.8 | 191.2 | 172
| BS101LED 4SA HO WT50 120-277V | 117102361 | 4ft, AC & EM, 60W, 5000K | 219.8 | 191.2 | 172
| Options |  | Description |  | Adder
| 347V - 480V |  | 347V - 480V input |  | 15.5
| (control) NOD | 476100458 | Beghelli in-fixture 0-10V, bluetooth, casambi lighting control node solution |  | 51.5
| (control) NODM1 | 476100271 | in-fixture 0-10V, enocean protocol lighting control node solution (magnum first) |  | 120.8
| (control) OS | 476100457 | Beghelli external occ sensor |  | 38.9
| (control) OSB | 476100456 | Beghelli external occ sensor, bluetooth |  | 62
| (control) OSBC | 476100465 | Beghelli external occ sensor, casambi |  | 79.8
| (control) OSM1 | 476100283 | external occ sensor (magnum first) |  | 131.3
| D |  | dali driver |  | 24.5
| FA |  | fully assembled fixture |  | contact factory
| FP |  | inline fuse protection (3A) |  | 10.5
| JM |  | junction mount (unit is no longer wet location, but damp location) |  | 18.5
| SP |  | surge protection (10KA) |  | 10.5
| SS |  | stainless steel clips (x8) |  | 8.5
| TPS |  | tamper proof screws |  | 18.5
| WHT |  | white housing (MOQ 1000) |  | contact factory
| Mounting Accessories | Item | Description | 15% | 10% | 5%
| 1PK12WBS14 | 600100298 | 12" pendant mount kit , white (BS101) | 52.7 | 45.8 | 41.2
| 1PK24WBS14 | 600100325 | 24" pendant mount kit , white (BS101) | 60.6 | 52.7 | 47.4
| 1PK48WBS14 | 600100269 | 48" pendant mount kit, white (BS101) | 73.8 | 64.2 | 57.7
| 1SPK12WBS14 | 600100304 | 12" single swivel pendant kit, white (BS101) | 56.7 | 49.3 | 44.3
| 1SPK24WBS14 | 600100326 | 24" single swivel pendant kit, white (BS101) | 59.4 | 51.6 | 46.4
| 1SPK48WBS14 | 600100327 | 48" single swivel pendant kit, white (BS101) | 67.2 | 58.4 | 52.5
| 2AC50 | 600100191 | 50" aircraft cable kit | 33 | 28.7 | 25.8
| 2AC72 | 600100181 | 72" aircraft cable kit | 33 | 28.7 | 25.8
| 2CH48 | 600100183 | 48" chain hang kit (2 chains, field cuttable) | 13.8 | 12 | 10.8
| 2PK12W | 600100315 | 12" double stem pendant mount kit , white | 55.5 | 48.2 | 43.3
| 2PK24W | 600100316 | 24" double stem pendant mount kit , white | 63.2 | 54.9 | 49.4
| 2PK48W | 600100253 | 48" double stem pendant mount kit, white | 79 | 68.7 | 61.8
| 2SPK12W | 600100302 | 12" double stem swivel pendant mount kit , white | 60.6 | 52.7 | 47.4
| 2SPK24W | 600100319 | 24" double stem swivel pendant mount kit , white | 65.9 | 57.3 | 51.5
| 2SPK48W | 600100320 | 48" double stem swivel pendant mount kit, white | 81.7 | 71 | 63.9
| PM | 600100195 | pivot mount | 13.8 | 12 | 10.8
| QMBWBS14 | 600100283 | quick mount bracket (requires JM mount) (BS101) | 95.9 | 83.4 | 75
| TM22BS14 | 600100300 | 22" length trunnion mount (BS101) | 83 | 72.2 | 64.9
| Controls Accessories | Item | Description | 15% | 10% | 5%
| EMDCB | 476100466 | wireless, self powered, passive infrared motion and lux sensor (enocean); note: backup battery not included | 163.2 | 141.9 | 127.7
| HHR FSIR | 476100186 | hand held remote to adjust FSP221 occ sensor | 156.7 | 136.3 | 122.6
| MLM1 | 476100270 | wireless, self powered, passive infrared motion and lux sensor (magnum first) | 194.8 | 169.4 | 152.4
| RLY | 476100461 | Beghelli lighting control module relay, casambi | 106 | 92.2 | 82.9
| RLYM1 | 476100272 | lighting control module relay (magnum first) | 194.8 | 169.4 | 152.4
| SW1 | 476100467 | single rocker wall switch, self-powered, dimming, bluetooth | 109.2 | 95 | 85.5
| SW1M1 | 476100273 | single rocker wall switch, self-powered, dimming, enocean protocol (magnum first) | 127.6 | 111 | 99.9
| Accessories | Item | Description | 15% | 10% | 5%
| TPB | 800100028 | tamper proof driver bit for illumina TPS option | 13.3 | 11.5 | 10.3
Link to Web Page
Link to INDEX
2026-01-14

## BS101 ECO
ILLUMINA BS101 ECO | Model | Item | Description (wet / IP66/ NSF/ DLC PREMIUM) | 15% | 10% | 5%
AC only operation, 4ft, (3481 - 3686 lm)
| BS101LED ECO 4HT LO WT30 120-277V | 117102985 | 4ft, AC only, 35W, 3000K, IP66, DLC approved, Gray housing | 90.7 | 78.9 | 71
| BS101LED ECO 4HT LO WT35 120-277V |  | 4ft, AC only, 35W, 3500K, IP66, DLC approved, Gray housing | 90.7 | 78.9 | 71
| BS101LED ECO 4HT LO WT40 120-277V | 117101847 | 4ft, AC only, 35W, 4000K, IP66, DLC approved, Gray housing | 90.7 | 78.9 | 71
| BS101LED ECO 4HT LO WT50 120-277V | 117102714 | 4ft, AC only, 35W, 5000K, IP66, DLC approved, Gray housing | 90.7 | 78.9 | 71
AC & EM operation, 4ft, (3481 - 3686 lm) (1440 emergency lm)
| BS101LED ECO 4SA LO WT30 120-277V |  | 4ft, AC & EM, 35W, 3000K, IP66, DLC approved, Gray housing | 206.4 | 179.5 | 161.5
| BS101LED ECO 4SA LO WT35 120-277V |  | 4ft, AC & EM, 35W, 3500K, IP66, DLC approved, Gray housing | 206.4 | 179.5 | 161.5
| BS101LED ECO 4SA LO WT40 120-277V | 117102478 | 4ft, AC & EM, 35W, 4000K, IP66, DLC approved, Gray housing | 206.4 | 179.5 | 161.5
| BS101LED ECO 4SA LO WT50 120-277V | 117103138 | 4ft, AC & EM, 35W, 5000K, IP66, DLC approved, Gray housing | 206.4 | 179.5 | 161.5
AC only operation, 4ft, (7594 - 7919 lm)
| BS101LED ECO 4HT HO WT30 120-277V | 117103149 | 4ft, AC only, 55W, 3000K, IP66, DLC approved, Gray housing | 90.7 | 78.9 | 71
| BS101LED ECO 4HT HO WT35 120-277V |  | 4ft, AC only, 55W, 3500K, IP66, DLC approved, Gray housing | 90.7 | 78.9 | 71
| BS101LED ECO 4HT HO WT40 120-277V | 117102250 | 4ft, AC only, 55W, 4000K, IP66, DLC approved, Gray housing | 90.7 | 78.9 | 71
| BS101LED ECO 4HT HO WT50 120-277V | 117102122 | 4ft, AC only, 55W, 5000K, IP66, DLC approved, Gray housing | 90.7 | 78.9 | 71
AC & EM operation, 4ft, (7594 - 7919 lm) (1440 emergency lm)
| BS101LED ECO 4SA HO WT30 120-277V |  | 4ft, AC & EM, 55W, 3000K, IP66, DLC approved, Gray housing | 206.4 | 179.5 | 161.5
| BS101LED ECO 4SA HO WT35 120-277V |  | 4ft, AC & EM, 55W, 3500K, IP66, DLC approved, Gray housing | 206.4 | 179.5 | 161.5
| BS101LED ECO 4SA HO WT40 120-277V | 117102294 | 4ft, AC & EM, 55W, 4000K, IP66, DLC approved, Gray housing | 206.4 | 179.5 | 161.5
| BS101LED ECO 4SA HO WT50 120-277V | 117102295 | 4ft, AC & EM, 55W, 5000K, IP66, DLC approved, Gray housing | 206.4 | 179.5 | 161.5
| Options |  | Description |  | Adder
| 347V - 480V |  | 347V - 480V input |  | 15.5
| (control) NOD | 476100458 | Beghelli in-fixture 0-10V, bluetooth, casambi lighting control node solution |  | 51.5
| (control) NODM1 | 476100271 | in-fixture 0-10V, enocean protocol lighting control node solution (magnum first) |  | 120.8
| (control) OS | 476100457 | Beghelli external occ sensor |  | 38.9
| (control) OSB | 476100456 | Beghelli external occ sensor, bluetooth |  | 62
| (control) OSBC | 476100465 | Beghelli external occ sensor, casambi |  | 79.8
| (control) OSM1 | 476100283 | external occ sensor (magnum first) |  | 131.3
| FA |  | fully assembled fixture |  | contact factory
| FP |  | inline fuse protection (3A) |  | 10.5
| JM |  | junction mount (unit is no longer wet location, but damp location) |  | 18.5
| SP |  | surge protection (10KA) |  | 10.5
| SS |  | stainless steel clips (x8) |  | 8.5
| TPS |  | tamper proof screws |  | 18.5
| WHT |  | white housing (MOQ 1000) |  | contact factory
| Mounting Accessories | Item | Description | 15% | 10% | 5%
| 1PK12WBS14 | 600100298 | 12" pendant mount kit , white (BS101) | 52.7 | 45.8 | 41.2
| 1PK24WBS14 | 600100325 | 24" pendant mount kit , white (BS101) | 60.6 | 52.7 | 47.4
| 1PK48WBS14 | 600100269 | 48" pendant mount kit, white (BS101) | 73.8 | 64.2 | 57.7
| 1SPK12WBS14 | 600100304 | 12" single swivel pendant kit, white (BS101) | 56.7 | 49.3 | 44.3
| 1SPK24WBS14 | 600100326 | 24" single swivel pendant kit, white (BS101) | 59.4 | 51.6 | 46.4
| 1SPK48WBS14 | 600100327 | 48" single swivel pendant kit, white (BS101) | 67.2 | 58.4 | 52.5
| 2AC50 | 600100191 | 50" aircraft cable kit | 33 | 28.7 | 25.8
| 2AC72 | 600100181 | 72" aircraft cable kit | 33 | 28.7 | 25.8
| 2CH48 | 600100183 | 48" chain hang kit (2 chains, field cuttable) | 13.8 | 12 | 10.8
| 2PK12W | 600100315 | 12" double stem pendant mount kit , white | 55.5 | 48.2 | 43.3
| 2PK24W | 600100316 | 24" double stem pendant mount kit , white | 63.2 | 54.9 | 49.4
| 2PK48W | 600100253 | 48" double stem pendant mount kit, white | 79 | 68.7 | 61.8
| 2SPK12W | 600100302 | 12" double stem swivel pendant mount kit , white | 60.6 | 52.7 | 47.4
| 2SPK24W | 600100319 | 24" double stem swivel pendant mount kit , white | 65.9 | 57.3 | 51.5
| 2SPK48W | 600100320 | 48" double stem swivel pendant mount kit, white | 81.7 | 71 | 63.9
| PM | 600100195 | pivot mount | 13.8 | 12 | 10.8
| QMBWBS14 | 600100283 | quick mount bracket (requires JM mount) (BS101) | 95.9 | 83.4 | 75
| TM22BS14 | 600100300 | 22" length trunnion mount (BS101) | 83 | 72.2 | 64.9
| Controls Accessories | Item | Description | 15% | 10% | 5%
| EMDCB | 476100466 | wireless, self powered, passive infrared motion and lux sensor (enocean); note: backup battery not included | 163.2 | 141.9 | 127.7
| HHR FSIR | 476100186 | hand held remote to adjust FSP221 occ sensor | 156.7 | 136.3 | 122.6
| MLM1 | 476100270 | wireless, self powered, passive infrared motion and lux sensor (magnum first) | 194.8 | 169.4 | 152.4
| RLY | 476100461 | Beghelli lighting control module relay, casambi | 106 | 92.2 | 82.9
| RLYM1 | 476100272 | lighting control module relay (magnum first) | 194.8 | 169.4 | 152.4
| SW1 | 476100467 | single rocker wall switch, self-powered, dimming, bluetooth | 109.2 | 95 | 85.5
| SW1M1 | 476100273 | single rocker wall switch, self-powered, dimming, enocean protocol (magnum first) | 127.6 | 111 | 99.9
| Accessories | Item | Description | 15% | 10% | 5%
| TPB | 800100028 | tamper proof driver bit for illumina TPS option | 13.3 | 11.5 | 10.3
| Replacement Parts | Item | Description | 15% | 10% | 5%
| RL | 22620014 | replacement lens | 23 | 20 | 18
Link to Web Page
Link to INDEX
2026-01-09

## BS101 ECO-E
ILLUMINA BS101 ECO E | Model | Item | Description (wet / IP65/ NSF/ DLC PREMIUM) | 15% | 10% | 5%
AC only operation, 4ft, (4090 - 4156 lm)
| BS101LED ECO E 4HT HO WT40 120-277V | 117103880 | 4ft, AC only, 35W, 4000K, IP65, Gray housing | 62.7 | 54.5 | 49
| BS101LED ECO E 4HT HO WT50 120-277V | 117103881 | 4ft, AC only, 35W, 5000K, IP65, Gray housing | 62.7 | 54.5 | 49
AC & EM operation, 4ft, (4090 - 4156 lm) (1170 emergency lm)
| BS101LED ECO E 4SA HO WT40 120-277V | 117103901 | 4ft, AC & EM, 35W, 4000K, IP65, Gray housing | 172.5 | 150 | 135
| BS101LED ECO E 4SA HO WT50 120-277V | 117103902 | 4ft, AC & EM, 35W, 5000K, IP65, Gray housing | 172.5 | 150 | 135
| Options |  | Description |  | Adder
| FP |  | inline fuse protection (3A) |  | 10.5
| JM |  | junction mount (unit is no longer wet location, but damp location) |  | 14
| PM |  | pivot mount |  | 12
| SP |  | surge protection (10KA) |  | 10.5
| SS |  | stainless steel clips (x8) |  | 8.5
| TPS |  | tamper proof screws |  | 18.5
| Mounting Accessories | Item | Description | 15% | 10% | 5%
| 1PK12WBS14 | 600100298 | 12" pendant mount kit , white (BS101) | 52.7 | 45.8 | 41.2
| 1PK24WBS14 | 600100325 | 24" pendant mount kit , white (BS101) | 60.6 | 52.7 | 47.4
| 1PK48WBS14 | 600100269 | 48" pendant mount kit, white (BS101) | 73.8 | 64.2 | 57.7
| 1SPK12WBS14 | 600100304 | 12" single swivel pendant kit, white (BS101) | 56.7 | 49.3 | 44.3
| 1SPK24WBS14 | 600100326 | 24" single swivel pendant kit, white (BS101) | 59.4 | 51.6 | 46.4
| 1SPK48WBS14 | 600100327 | 48" single swivel pendant kit, white (BS101) | 67.2 | 58.4 | 52.5
| 2AC50 | 600100191 | 50" aircraft cable kit | 33 | 28.7 | 25.8
| 2AC72 | 600100181 | 72" aircraft cable kit | 33 | 28.7 | 25.8
| 2CH48 | 600100183 | 48" chain hang kit (2 chains, field cuttable) | 13.8 | 12 | 10.8
| 2PK12W | 600100315 | 12" double stem pendant mount kit , white | 55.5 | 48.2 | 43.3
| 2PK24W | 600100316 | 24" double stem pendant mount kit , white | 63.2 | 54.9 | 49.4
| 2PK48W | 600100253 | 48" double stem pendant mount kit, white | 79 | 68.7 | 61.8
| 2SPK12W | 600100302 | 12" double stem swivel pendant mount kit , white | 60.6 | 52.7 | 47.4
| 2SPK24W | 600100319 | 24" double stem swivel pendant mount kit , white | 65.9 | 57.3 | 51.5
| 2SPK48W | 600100320 | 48" double stem swivel pendant mount kit, white | 81.7 | 71 | 63.9
| PM | 600100195 | pivot mount | 13.8 | 12 | 10.8
| QMBWBS14 | 600100283 | quick mount bracket (requires JM mount) (BS101) | 95.9 | 83.4 | 75
| TM22BS14 | 600100300 | 22" length trunnion mount (BS101) | 83 | 72.2 | 64.9
| Accessories | Item | Description | 15% | 10% | 5%
| TPB | 800100028 | tamper proof driver bit for illumina TPS option | 13.3 | 11.5 | 10.3
Link to Web Page
Link to INDEX
2026-01-09

## BS400
LEDLUMINA BS400 | Model | Item | Description (wet / IP66) | 15% | 10% | 5%
AC only operation (3571 - 3779 lm)
| BS400LED HT LO WT30 120-277V |  | AC only, 30W, 3000K | 232.6 | 202.3 | 182
| BS400LED HT LO WT40 120-277V |  | AC only, 30W, 4000K | 232.6 | 202.3 | 182
| BS400LED HT LO WT50 120-277V |  | AC only, 30W, 5000K | 232.6 | 202.3 | 182
AC only operation (5358 - 5671 lm)
| BS400LED HT MO WT30 120-277V |  | AC only, 45W, 3000K | 232.6 | 202.3 | 182
| BS400LED HT MO WT40 120-277V |  | AC only, 45W, 4000K | 232.6 | 202.3 | 182
| BS400LED HT MO WT50 120-277V |  | AC only, 45W, 5000K | 232.6 | 202.3 | 182
AC only operation (6880 - 7282 lm)
| BS400LED HT HO WT30 120-277V |  | AC only, 60W, 3000K | 232.6 | 202.3 | 182
| BS400LED HT HO WT40 120-277V | 117105269 | AC only, 60W, 4000K | 232.6 | 202.3 | 182
| BS400LED HT HO WT50 120-277V |  | AC only, 60W, 5000K | 232.6 | 202.3 | 182
AC & EM operation (5975 - 7539 lm) (EM: 1251 lm)
| BS400LED SA LO WT30 120-277V |  | AC & EM, 30W, 3000K | 360.3 | 313.4 | 282
| BS400LED SA LO WT40 120-277V |  | AC & EM, 30W, 4000K | 360.3 | 313.4 | 282
| BS400LED SA LO WT50 120-277V |  | AC & EM, 30W, 5000K | 360.3 | 313.4 | 282
AC & EM operation (5358 - 5671 lm) (EM 1251 lm)
| BS400LED SA MO WT30 120-277V |  | AC & EM, 45W, 3000K | 360.3 | 313.4 | 282
| BS400LED SA MO WT40 120-277V |  | AC & EM, 45W, 4000K | 360.3 | 313.4 | 282
| BS400LED SA MO WT50 120-277V |  | AC & EM, 45W, 5000K | 360.3 | 313.4 | 282
| Options |  | Description |  | Adder
| 347V/480V |  | 347V/ 480V input |  | 22.5
| (control) IS | 476100455 | Beghelli integral PIR occ sensor, bi-level dimming |  | 30.5
| (control) FSP221 | 476100387 | integral occ sensor (wattstopper fsp221) |  | 78.8
| (control) ISM1 | 476100307 | integral occ sensor (magnum first) |  | 131.3
| (control) NOD | 476100458 | Beghelli in-fixture 0-10V, bluetooth, casambi lighting control node solution |  | 51.5
| (control) NODM1 | 476100271 | in-fixture 0-10V, enocean protocol lighting control node solution (magnum first) |  | 120.8
| CT (SA LO & MO MODELS) |  | integrated cold temperature emergency pack (-20C) |  | 198
| EM RMT (HT ONLY) |  | remote mount emergency backup w/ 90 min runtime |  | 140.5
| FP |  | inline fuse protection (3A) |  | 10.5
| SP |  | surge protection (10KA) |  | 10.5
| Mounting Accessories | Item | Description | 15% | 10% | 5%
| 1PK12WBS400 |  | 12" pendant mount kit, white (BS400) | 68.6 | 59.6 | 53.6
| 1PK24WBS400 | 600100256 | 24" pendant mount kit , white (BS400) | 75.1 | 65.3 | 58.7
| 1PK48WBS400 |  | 48" pendant mount kit, white | 90.3 | 78.5 | 70.6
| 1SPK12WBS400 |  | 12" swivel pendant kit (BS400) | 79 | 68.7 | 61.8
| 1SPK24WBS400 |  | 24" swivel pendant kit (BS400) | 85.7 | 74.5 | 67
| 1SPK48WBS400 |  | 48" swivel pendant kit (BS400) | 97.4 | 84.7 | 76.2
| 1XAC50 | 600100264 | 50" adjustable aircraft cable | 50 | 43.5 | 39.1
| 1XAC72 | 600100265 | 72" adjustable aircraft cable | 54 | 46.9 | 42.2
| 4CH48 | 600100188 | 48" chain hang kit , 4 pieces (field cuttable) | 25.8 | 22.4 | 20.1
| TM22BS400 | 600100358 | 22" height trunnion mount (BS400) | 114.5 | 99.6 | 89.6
| Controls Accessories | Item | Description | 15% | 10% | 5%
| EMDCB | 476100466 | wireless, self powered, passive infrared motion and lux sensor (enocean); note: backup battery not included | 163.2 | 141.9 | 127.7
| HHR FSIR | 476100186 | hand held remote to adjust FSP221 occ sensor | 156.7 | 136.3 | 122.6
| MLM1 | 476100270 | wireless, self powered, passive infrared motion and lux sensor (magnum first) | 194.8 | 169.4 | 152.4
| RLY | 476100461 | Beghelli lighting control module relay, casambi | 106 | 92.2 | 82.9
| RLYM1 | 476100272 | lighting control module relay (magnum first) | 194.8 | 169.4 | 152.4
| SW1 | 476100467 | single rocker wall switch, self-powered, dimming, bluetooth | 109.2 | 95 | 85.5
| SW1M1 | 476100273 | single rocker wall switch, self-powered, dimming, enocean protocol (magnum first) | 127.6 | 111 | 99.9
Link to Web Page
Link to INDEX

## BS400PLUS
LEDLUMINA BS400PLUS | Model | Item | Description (Wet / IP66 / DLC) | 15% | 10% | 5%
AC only operation (10,100 - 10,815)
| BS400LEDPLUS HT LO WT40 120-277V |  | AC only, 80W, 4000K, 120-277V | 292.6 | 254.5 | 229
| BS400LEDPLUS HT LO WT50 120-277V |  | AC only, 80W, 5000K, 120-277V | 292.6 | 254.5 | 229
AC only operation (12,225 - 13,077)
| BS400LEDPLUS HT MO WT40 120-277V |  | AC only, 100W, 4000K, 120-277V | 300.3 | 261.2 | 235
| BS400LEDPLUS HT MO WT50 120-277V |  | AC only, 100W, 5000K, 120-277V | 300.3 | 261.2 | 235
| Options |  | Description |  | Adder
| 347V/480V |  | 347V/ 480V input |  | 22.5
| ASY |  | asymetrical distribution | consult factory (leadtime & MOQ may apply)
| (control) IS | 476100455 | Beghelli integral PIR occ sensor, bi-level dimming |  | 30.5
| (control) FSP221 | 476100387 | integral occ sensor (wattstopper fsp221) |  | 78.8
| (control) ISM1 | 476100307 | integral occ sensor (magnum first) |  | 131.3
| (control) NOD | 476100458 | Beghelli in-fixture 0-10V, bluetooth, casambi lighting control node solution |  | 51.5
| (control) NODM1 | 476100271 | in-fixture 0-10V, enocean protocol lighting control node solution (magnum first) |  | 120.8
| EM |  | emergency back-up remote |  | 140.5
| FP |  | fuse protection - 3A |  | 10.5
| SP |  | surge protector (10KA) |  | 10.5
| Mounting Accessories | Item | Description | 15% | 10% | 5%
| 1PK12WBS400 |  | 12" pendant mount kit, white (BS400) | 68.6 | 59.6 | 53.6
| 1PK24WBS400 | 600100256 | 24" pendant mount kit , white (BS400) | 75.1 | 65.3 | 58.7
| 1PK48WBS400 |  | 48" pendant mount kit, white | 90.3 | 78.5 | 70.6
| 1SPK12WBS400 |  | 12" swivel pendant kit (BS400) | 79 | 68.7 | 61.8
| 1SPK24WBS400 |  | 24" swivel pendant kit (BS400) | 85.7 | 74.5 | 67
| 1SPK48WBS400 |  | 48" swivel pendant kit (BS400) | 97.4 | 84.7 | 76.2
| 1XAC50 | 600100264 | 50" adjustable aircraft cable | 50 | 43.5 | 39.1
| 1XAC72 | 600100265 | 72" adjustable aircraft cable | 54 | 46.9 | 42.2
| 4CH48 | 600100188 | 48" chain hang kit , 4 pieces (field cuttable) | 25.8 | 22.4 | 20.1
| TM22BS400 | 600100358 | 22" height trunnion mount (BS400) | 114.5 | 99.6 | 89.6
| Controls Accessories | Item | Description | 15% | 10% | 5%
| EMDCB | 476100466 | wireless, self powered, passive infrared motion and lux sensor (enocean); note: backup battery not included | 163.2 | 141.9 | 127.7
| HHR FSIR | 476100186 | hand held remote to adjust FSP221 occ sensor | 156.7 | 136.3 | 122.6
| MLM1 | 476100270 | wireless, self powered, passive infrared motion and lux sensor (magnum first) | 194.8 | 169.4 | 152.4
| RLY | 476100461 | Beghelli lighting control module relay, casambi | 106 | 92.2 | 82.9
| RLYM1 | 476100272 | lighting control module relay (magnum first) | 194.8 | 169.4 | 152.4
| SW1 | 476100467 | single rocker wall switch, self-powered, dimming, bluetooth | 109.2 | 95 | 85.5
| SW1M1 | 476100273 | single rocker wall switch, self-powered, dimming, enocean protocol (magnum first) | 127.6 | 111 | 99.9
Link to Web Page
Link to INDEX

## MEZ
MEZZO | Model | Item | Description (wet /cold) | 15% | 10% | 5%
| MEZLEDSA BLK 120/277V | 101000019 | 2x6W LED, AC & EM, black, 120/277V | 172.5 | 150 | 135
| MEZLEDSA BLK 120/277V CL | 101000023 | 2x6W LED, AC & EM, black, 120/277V, cold location -30°C to 50°C | 194.2 | 168.9 | 152
| MEZLEDSA DBZ 120/277V | 101000013 | 2x6W LED, AC & EM dark bronze, 120/277V | 172.5 | 150 | 135
| MEZLEDSA DBZ 120/277V CL | 101100223 | 2x6W LED, AC & EM, dark bronze, 120/277V, cold location -30°C to 50°C | 194.2 | 168.9 | 152
| MEZLEDSA NIK 120/277V | 101000021 | 2x6W LED, AC & EM, nickel, 120/277V | 172.5 | 150 | 135
| MEZLEDSA NIK 120/277V CL | 101000020 | 2x6W LED, AC & EM, nickel, 120/277V, cold location -30°C to 50°C | 194.2 | 168.9 | 152
| MEZLEDSA WHT 120/277V | 101000022 | 2x6W LED, AC & EM, white, 120/277V | 172.5 | 150 | 135
| MEZLEDSA WHT 120/277V CL | 101100224 | 2x6W LED, AC & EM, white, 120/277V, cold location -30°C to 50°C | 194.2 | 168.9 | 152
| Options |  | Description |  | Adder
| T20 |  | Title 20 compliant |  | 12.2
| Accessories | Item | Description | 15% | 10% | 5%
| WG 6DX11LX7W WHT | 300400014-001 | wireguard, 6"D X 11"L X 7"W, white (MEZ wall, PEH wall, EPE ceiling) | 61.3 | 53.3 | 48
Link to Beghelli Web Page
Link to INDEX

## Castex
CASTEX
HZCAS100 | Model | Item | Description (hazardous / IP67 / cold) | 15% | 10% | 5%
Class I, Div 2, Groups A-D; Class II Div 1, Groups E-G; Class II, Div 2, Group F,G; Class III
| HZCAS100 HT MO 5K C | 117104761 | AC only, 20W, 2000 lm, 5000K, wide beam distribution (120°), ceiling mount, 0-10V dimming, 120-277V, gray | 197.4 | 171.7 | 154.5
| HZCAS100 HT MO 5K W90 | 117104762 | AC only, 20W, 5000K, wide beam distribution (120°), 90deg wall mount, 0-10V dimming, 120-277V, gray | 244.1 | 212.3 | 191
| HZCAS100 HT HO 5K C | 117104767 | AC only, 30W, 5000K, wide beam distribution (120°), ceiling mount, 0-10V dimming, 120-277V, gray | 227.4 | 197.8 | 178
| HZCAS100 HT HO 5K W90 | 117104766 | AC only, 30W, 5000K, wide beam distribution (120°), 90deg wall mount, 0-10V dimming, 120-277V, gray | 246.6 | 214.5 | 193
Link to Beghelli Web Page
HZ CAS150 | Model | Item | Description (hazardous / IP66 / cold) | 15% | 10% | 5%
Class I, Division 1, Groups C D, Class I Division 2, Groups A,B,C and D; Class II, Division 1, Groups E, F & G, Class II, Division 2, Groups F & G, Class III
| HZ CAS150 HT MO DIM WT50 120-277V | 117104994 | AC only, 30W, 5000K, wide beam distribution (120°), gray housing, 120-277V, 0-10V dimming | 532 | 462.8 | 416.5
| HZ CAS150 HT HO DIM WT50 120-277V | 117104386 | AC only, 40W, 5000K, wide beam distribution (120°), gray housing, 120-277V, 0-10V dimming | 564.6 | 491.2 | 442
| Options |  | Description |  | Adder
| BAA |  | Buy American Act |  | 157.5
Link to Beghelli Web Page
HZ CAS300 | Model | Item | Description (hazardous / IP66 / cold) | 15% | 10% | 5%
Class I, Division 2, Groups A,B,C and D; Class II, Division 1, Groups E, F & G, Class II, Division 2, Groups F & G, Class III
| HZ CAS300 HT XLO DIM WT50 120-277V | 117105174 | AC only, 60W, 5000K, wide beam distribution (120°), gray housing, 120-277V | 402.3 | 350 | 315
| HZ CAS300 HT VLO DIM WT40 120-277V | 117105180 | AC only, 80W, 4000K, wide beam distribution (120°), gray housing, 120-277V, 0-10V dimming | 458 | 398.4 | 358.5
| HZ CAS300 HT VLO DIM WT50 120-277V | 117105179 | AC only, 80W, 5000K, wide beam distribution (120°), gray housing, 120-277V, 0-10V dimming | 458 | 398.4 | 358.5
| HZ CAS300 HT LO DIM WT50 120-277V | 117104546 | AC only, 100W, 5000K, wide beam distribution (120°), gray housing, 120-277V, 0-10V dimming | 512.2 | 445.6 | 401
| HZ CAS300 HT MO DIM WT40 120-277V |  | AC only, 150W, 4000K, wide beam distribution (120°), gray housing, 120-277V, 0-10V dimming | 586.3 | 510 | 459
| HZ CAS300 HT MO DIM WT50 120-277V | 117104610 | AC only, 150W, 5000K, wide beam distribution (120°), gray housing, 120-277V, 0-10V dimming | 586.3 | 510 | 459
| HZ CAS300 HT HO DIM WT40 120-277V | 117105215 | AC only, 200W, 4000K, wide beam distribution (120°), gray housing, 120-277V, 0-10V dimming | 644.4 | 560.6 | 504.5
| HZ CAS300 HT HO DIM WT50 120-277V | 117105130 | AC only, 200W, 5000K, wide beam distribution (120°), gray housing, 120-277V, 0-10V dimming | 644.4 | 560.6 | 504.5
| HZ CAS300 HT VHO DIM WT50 120-277V | 117103822 | AC only, 250W, 5000K, wide beam distribution (120°), gray housing, 120-277V, 0-10V dimming | 748.6 | 651.2 | 586
| HZ CAS300 HT WHO DIM WT50 120-277V |  | AC only, 300W, 5000K, wide beam distribution (120°), gray housing, 120-277V, 0-10V dimming | 776.6 | 675.6 | 608
| HZ CAS300 HT XHO DIM WT50 120-277V | 117105013 | AC only, 400W, 5000K, wide beam distribution (120°), gray housing, 120-277V, 0-10V dimming | 858.3 | 746.7 | 672
| Options |  | Description |  | Adder
| BAA |  | Buy American Act |  | 120
Link to Beghelli Web Page
HZ CAS310 | Model | Item | Description (hazardous / IP66 / cold) | 15% | 10% | 5%
Class I, Division 1, Groups C D, Class I, Division 2, Groups A,B,C and D; Class II, Division 1, Groups E, F & G, Class II, Division 2, Groups F & G, Class III
| HZ CAS310 HT VLO DIM WT40 120-277V |  | AC only, 60W, 4000K, wide beam distribution (120°), gray housing, 120-277V, 0-10V dimming | 784.9 | 682.8 | 614.5
| HZ CAS310 HT VLO DIM WT50 120-277V | 117104377 | AC only, 60W, 5000K, wide beam distribution (120°), gray housing, 120-277V, 0-10V dimming | 784.9 | 682.8 | 614.5
| HZ CAS310 HT LO DIM WT40 120-277V |  | AC only, 80W, 4000K, wide beam distribution (120°), gray housing, 120-277V, 0-10V dimming | 882 | 767.3 | 690.5
| HZ CAS310 HT LO DIM WT50 120-277V | 117105183 | AC only, 80W, 5000K, wide beam distribution (120°), gray housing, 120-277V, 0-10V dimming | 882 | 767.3 | 690.5
| HZ CAS310 HT MO DIM WT40 120-277V | 117105160 | AC only, 100W, 4000K, wide beam distribution (120°), gray housing, 120-277V, 0-10V dimming | 914.5 | 795.6 | 716
| HZ CAS310 HT MO DIM WT50 120-277V | 117103148 | AC only, 100W, 5000K, wide beam distribution (120°), gray housing, 120-277V, 0-10V dimming | 914.5 | 795.6 | 716
| HZ CAS310 HT HO DIM WT40 120-277V | 117104618 | AC only, 150W, 4000K, wide beam distribution (120°), gray housing, 120-277V, 0-10V dimming | 946.5 | 823.4 | 741
| HZ CAS310 HT HO DIM WT50 120-277V | 117104769 | AC only, 150W, 5000K, wide beam distribution (120°), gray housing, 120-277V, 0-10V dimming | 946.5 | 823.4 | 741
| HZ CAS310 HT VHO DIM WT50 120-277V | 117104379 | AC only, 250W, 5000K, wide beam distribution (120°), gray housing, 120-277V, 0-10V dimming | 1083.2 | 942.3 | 848
| Options |  | Description |  | Adder
| BAA |  | Buy American Act |  | 212.5
Link to Beghelli Web Page
HZ CAS320 | Model | Item | Description (hazardous / IP66 / cold) | 15% | 10% | 5%
Class I, Division 1, Groups C D; Class I, Division 2, Groups A B C D; Class II, Division 1, Groups E, F & G; Class II, Division 2, Groups F G, Class III
| HZ CAS320 HT VLO DIM WT50 120-277V | 117104380 | AC only, 60W, 5000K, wide beam distribution (120°), gray housing, 120-277V, 0-10V dimming | 869.2 | 756.2 | 680.5
| HZ CAS320 HT LO DIM WT40 120-277V |  | AC only, 80W, 4000K, wide beam distribution (120°), gray housing, 120-277V, 0-10V dimming | 901.1 | 783.9 | 705.5
| HZ CAS320 HT LO DIM WT50 120-277V | 117104381 | AC only, 80W, 5000K, wide beam distribution (120°), gray housing, 120-277V, 0-10V dimming | 901.1 | 783.9 | 705.5
| HZ CAS320 HT MO DIM WT50 120-277V | 117104382 | AC only, 100W, 5000K, wide beam distribution (120°), gray housing, 120-277V, 0-10V dimming | 1101 | 957.8 | 862
| HZ CAS320 HT HO DIM WT40 120-277V | 117105285 | AC only, 150W, 4000K, wide beam distribution (120°), gray housing, 120-277V, 0-10V dimming | 1165.5 | 1013.9 | 912.5
| HZ CAS320 HT HO DIM WT50 120-277V | 117104383 | AC only, 150W, 5000K, wide beam distribution (120°), gray housing, 120-277V, 0-10V dimming | 1165.5 | 1013.9 | 912.5
| Options |  | Description |  | Adder
| BAA |  | Buy American Act |  | 286.5
Link to Beghelli Web Page
HZ CAS350 | Model | Item | Description | 15% | 10% | 5%
Class I, Division 2, Groups A B C Dl Class II, Division 1, Groups E, F & G; Class 2, Division 2, Groups F & G, Class III; UL1598A; UL1598
| HZCAS35MHTLO5K | 117104978 | Hazardous flood/highbay/area, 60W LED, 5000K CCT, 140LPW, 100-277V, 0-10V dimming, 120deg beam angle, glass lens, bracket mount, Class I-Div 2 haz rating, UL1598A, IP66, -40C to 50C, marine grade gray finish | 377.5 | 328.4 | 295.5
| HZCAS35MHTMO5K | 117104979 | Hazardous flood/highbay/area, 80W LED, 5000K CCT, 140LPW, 100-277V, 0-10V dimming, 120deg beam angle, glass lens, bracket mount, Class I-Div 2 haz rating, UL1598A, IP66, -40C to 50C, marine grade gray finish | 472 | 410.6 | 369.5
| HZCAS35MHTHO4K | 117105314 | Hazardous flood/highbay/area, 100W LED, 4000K CCT, 140LPW, 100-277V, 0-10V dimming, 120deg beam angle, glass lens, bracket mount, Class I-Div 2 haz rating, UL1598A, IP66, -40C to 50C, marine grade gray finish | 507.2 | 441.2 | 397
| HZCAS35MHTHO5K | 117104980 | Hazardous flood/highbay/area, 100W LED, 5000K CCT, 140LPW, 100-277V, 0-10V dimming, 120deg beam angle, glass lens, bracket mount, Class I-Div 2 haz rating, UL1598A, IP66, -40C to 50C, marine grade gray finish | 507.2 | 441.2 | 397
| HZCAS35LHTMO5K | 117104981 | Hazardous flood/highbay/area, 150W LED, 5000K CCT, 140LPW, 100-277V, 0-10V dimming, 120deg beam angle, glass lens, bracket mount, Class I-Div 2 haz rating, UL1598A, IP66, -40C to 50C, marine grade gray finish | 553.7 | 481.7 | 433.5
| HZCAS35LHTHO4K | 117105315 | Hazardous flood/highbay/area, 200W LED, 4000K CCT, 140LPW, 100-277V, 0-10V dimming, 120deg beam angle, glass lens, bracket mount, Class I-Div 2 haz rating, UL1598A, IP66, -40C to 50C, marine grade gray finish | 590.2 | 513.4 | 462
| HZCAS35LHTHO5K | 117104982 | Hazardous flood/highbay/area, 200W LED, 5000K CCT, 140LPW, 100-277V, 0-10V dimming, 120deg beam angle, glass lens, bracket mount, Class I-Div 2 haz rating, UL1598A, IP66, -40C to 50C, marine grade gray finish | 590.2 | 513.4 | 462
| HZCAS35XHTLO5K | 117104983 | Hazardous flood/highbay/area, 250W LED, 5000K CCT, 140LPW, 100-277V, 0-10V dimming, 120deg beam angle, glass lens, bracket mount, Class I-Div 2 haz rating, UL1598A, IP66, -40C to 50C, marine grade gray finish | 825.1 | 717.8 | 646
| HZCAS35XHTMO5K | 117104984 | Hazardous flood/highbay/area, 300W LED, 5000K CCT, 140LPW, 100-277V, 0-10V dimming, 120deg beam angle, glass lens, bracket mount, Class I-Div 2 haz rating, UL1598A, IP66, -40C to 50C, marine grade gray finish | 873 | 759.5 | 683.5
| HZCAS35XHTHO5K | 117104985 | Hazardous flood/highbay/area, 400W LED, 5000K CCT, 140LPW, 100-277V, 0-10V dimming, 120deg beam angle, glass lens, bracket mount, Class I-Div 2 haz rating, UL1598A, IP66, -40C to 50C, marine grade gray finish | 942.6 | 820 | 738
| Options |  | Description |  | Adder
| BAA |  | Buy American Act |  | 91.5
Link to Beghelli Web Page
HZ CAS400 | Model | Item | Description (hazardous / IP66 / cold) | 15% | 10% | 5%
Class I, Division 2, Groups A,B,C and D; Class II, Division 1, Groups E, F & G, Class II, Division 2, Groups F & G, Class III
| HZ CAS400 2HT LO DIM WT50 120-277V | 117104402 | AC only, 2 ft, 30W, 5000K, wide beam distribution (120°), gray housing, 120-277V, 0-10V dimming | 564.6 | 491.2 | 442
| HZ CAS400 2HT MO DIM WT50 120-277V |  | AC only, 2 ft, 40W, 5000K, wide beam distribution (120°), gray housing, 120-277V, 0-10V dimming | 571 | 496.7 | 447
| HZ CAS400 4HT HO DIM WT40 120-277V | 117104623 | AC only, 4 ft, 50W, 4000K, wide beam distribution (120°), gray housing, 120-277V, 0-10V dimming | 700.6 | 609.5 | 548.5
| HZ CAS400 4HT HO DIM WT50 120-277V | 117104622 | AC only, 4 ft, 50W, 5000K, wide beam distribution (120°), gray housing, 120-277V, 0-10V dimming | 700.6 | 609.5 | 548.5
| HZ CAS400 4HT VHO DIM WT50 120-277V | 117105343 | AC only, 4 ft, 60W, 5000K, wide beam distribution (120°), gray housing, 120-277V, 0-10V dimming | 717.2 | 623.9 | 561.5
| Options |  | Description |  | Adder
| BAA |  | Buy American Act |  | 178
Link to Beghelli Web Page
HZ CAS510 | Model | Item | Description ( hazardous / vapor tight / IP66) | 15% | 10% | 5%
Class I, Division 2, Groups A,B,C and D; Class II, Division 2, Groups F & G, Class III
| HZ CAS510 2HT LO DIM WT50 120-277V | 117104387 | AC only, 2 ft, 40W, 5000K, wide beam distribution (120°), gray housing, 120-277V, 0-10V dimming | 595.2 | 517.8 | 466
| HZ CAS510 4HT LO DIM WT40 120-277V |  | AC only, 4 ft, 40W, 4000K, wide beam distribution (120°), gray housing, 120-277V, 0-10V dimming | 726.1 | 631.7 | 568.5
| HZ CAS510 4HT LO DIM WT50 120-277V | 117105206 | AC only, 4 ft, 40W, 5000K, wide beam distribution (120°), gray housing, 120-277V, 0-10V dimming | 726.1 | 631.7 | 568.5
| HZ CAS510 4HT MO DIM WT40 120-277V | 117105267 | AC only, 4 ft, 60W, 4000K, wide beam distribution (120°), gray housing, 120-277V, 0-10V dimming | 765.1 | 665.6 | 599
| HZ CAS510 4HT MO DIM WT50 120-277V | 117104624 | AC only, 4 ft, 60W, 5000K, wide beam distribution (120°), gray housing, 120-277V, 0-10V dimming | 765.1 | 665.6 | 599
| HZ CAS510 4HT HO DIM WT50 120-277V | 117104390 | AC only, 4 ft, 80W, 5000K, wide beam distribution (120°), gray housing, 120-277V, 0-10V dimming | 797.6 | 693.9 | 624.5
| Options |  | Description |  | Adder
| BAA |  | Buy American Act |  | 203
Link to Beghelli Web Page
HZ CAS600 | Model | Item | Description (hazardous / IP66 / cold) | 15% | 10% | 5%
Class I, Division 1, Groups C D, Class I, Division 2, Groups A,B,C and D; Class II, Division 1, Groups E, F & G, Class II, Division 2, Groups F & G, Class III
| HZ CAS600 2HT VLO DIM WT40 120-277V |  | AC only, 2 ft, 40W, 4000K, wide beam distribution (120°), gray housing, 120-277V, 0-10V dimming | 1108.7 | 964.5 | 868
| HZ CAS600 2HT VLO DIM WT50 120-277V |  | AC only, 2 ft, 40W, 5000K, wide beam distribution (120°), gray housing, 120-277V, 0-10V dimming | 1108.7 | 964.5 | 868
| HZ CAS600 2HT LO DIM WT50 120-277V | 117105177 | AC only, 2 ft, 50W, 5000K, wide beam distribution (120°), gray housing, 120-277V, 0-10V dimming | 1165.5 | 1013.9 | 912.5
| HZ CAS600 4HT VLO DIM WT40 120-277V |  | AC only, 4 ft, 40W, 4000K, wide beam distribution (120°), gray housing, 120-277V, 0-10V dimming | 1231.9 | 1071.7 | 964.5
| HZ CAS600 4HT VLO DIM WT50 120-277V | 117104391 | AC only, 4 ft, 40W, 5000K, wide beam distribution (120°), gray housing, 120-277V, 0-10V dimming | 1231.9 | 1071.7 | 964.5
| HZ CAS600 4HT MO DIM WT40 120-277V |  | AC only, 4 ft, 60W, 4000K, wide beam distribution (120°), gray housing, 120-277V, 0-10V dimming | 1269.6 | 1104.5 | 994
| HZ CAS600 4HT MO DIM WT50 120-277V | 117104555 | AC only, 4 ft, 60W, 5000K, wide beam distribution (120°), gray housing, 120-277V, 0-10V dimming | 1269.6 | 1104.5 | 994
| HZ CAS600 4HT HO DIM WT40 120-277V | 117104395 | AC only, 4 ft, 80W, 4000K, wide beam distribution (120°), gray housing, 120-277V, 0-10V dimming | 1355.1 | 1178.9 | 1061
| HZ CAS600 4HT HO DIM WT50 120-277V | 117104554 | AC only, 4 ft, 80W, 5000K, wide beam distribution (120°), gray housing, 120-277V, 0-10V dimming | 1355.1 | 1178.9 | 1061
| HZ CAS600 4HT VHO DIM WT50 120-277V | 117105171 | AC only, 4 ft, 100W, 5000K, wide beam distribution (120°), gray housing, 120-277V, 0-10V dimming | 1467.5 | 1276.7 | 1149
| Options |  | Description |  | Adder
| BAA |  | Buy American Act |  | 314
Link to Beghelli Web Page
OPTIONS | Model | Item | Description |  | Adder
| EM |  | emergency (CONSULT SPEC SHEETS FOR MODELS AVAILABLE WITH EMERGENCY OPTION, NOT ALL MODELS AVAILABLE, LEAD TIME APPLIES) |  | 92.5
| HV |  | high voltage (200-480V), consult factory for availability |  | 92.5
MOUNTING ACCESSORIES | Model | Item | Description | 15% | 10% | 5%
| HZ CH39 | 851100481 | single 39" chain with two carabiner clips (can be field shortened) | 48.7 | 42.3 | 38
| HZ HOOK | 351100325 | hook mount | 48.7 | 42.3 | 38
| HZ JBOX | 351100320 | J box | 217.2 | 188.9 | 170
| HZ PK12 | 851100475 | 12" pendant stem | 48.7 | 42.3 | 38
| HZ STN25 | 351100326 | stanchion 25° | 188.4 | 163.9 | 147.5
| HZ STN90 | 351100327 | stanchion 90° | 188.4 | 163.9 | 147.5
| HZ STW | 351100328 | stanchion wall mount | 119.5 | 103.9 | 93.5
| HZ WM25 | 351100321 | wall mount 25° (includes hazardous rated j-box) | 283 | 246.2 | 221.5
| HZ WM90 | 351100322 | wall mount 90° (includes hazardous rated j-box) | 283 | 246.2 | 221.5
CASTEX (ORIGINAL) - TO BE DISCONTINUED
CAS | Model | Item | Description ( IP67, IK09, Hazardous) | 15% | 10% | 5%
Class I Division 2, Groups A,B,C and D; Group II, Zone 1 & Zone 2; Zone 21 & 22.
AC only operation, (3132 lm)
| CAS HT LO WT30 WBD 120-277V | 117102343 | AC only, 30W, 3000K, wide beam distribution (120°), gray housing | 311.8 | 271.2 | 244
AC only operation, (11702 lm)
| CAS HT MO WT30 WBD 120-277V | 117102346 | AC only, 100W, 3000K, wide beam distribution (120°), gray housing | 567.2 | 493.4 | 444
AC only operation, (21313 lm)
| CAS HT HO WT50 WBD 120-277V | 117102351 | AC only, 200W, 5000K, wide beam distribution (120°), gray housing | 915.8 | 796.7 | 717
Link to Beghelli Web Page
Link to INDEX

## Draco
DRC | Model | Item | Description | 15% | 10% | 5%
| DRCHT |  | Decorative LED Mid to Lowbay, AC only | 484.2 | 421.2 | 379
| DRCSA |  | Decorative LED Mid to Lowbay, AC & EM | 867.3 | 754.5 | 679
| DRCGHT |  | Decorative LED Mid to Lowbay with Glass Trim Ring, AC only | 701.2 | 610 | 549
| DRCGSA |  | Decorative LED Mid to Lowbay with Glass Trim Ring, AC & EM | 1020.5 | 887.8 | 799
Output
| VLO |  | very low output (3766-4740lm) | 0 | 0 | 0
| LO |  | low output (6277-7900lm) | 0 | 0 | 0
| MO |  | medium output (8788-11059lm) | 0 | 0 | 0
| HO |  | high output (11298-14220lm) | 0 | 0 | 0
CCT
| 3K |  | 3000K | 0 | 0 | 0
| 4K |  | 4000K | 0 | 0 | 0
| 5K |  | 5000K | 0 | 0 | 0
Optics
| AC12 |  | 12" acrylic refractor | 0 | 0 | 0
| AC16 |  | 16" acrylic refractor in DRC only (no glass trim) | 32.5 | 28.3 | 25.5
| AC16 |  | 16" acrylic refractor in DRCG with glass trim | 61.4 | 53.4 | 48
| AL12 |  | 12" aluminum reflector | 0 | 0 | 0
Finish
| S |  | Bengal silver (standard) | 0 | 0 | 0
| CC |  | custom color |  | contact factory
| Options |  | Description |  | Adder
| HV |  | 347V - 480V input |  | 15.5
| (control) NOD | 476100458 | Beghelli in-fixture 0-10V, bluetooth, casambi lighting control node solution |  | 50
| (control) NODM1 | 476100271 | in-fixture 0-10V, enocean protocol lighting control node solution (magnum first) |  | 122
| PK |  | pendant kit ready (must be ordered with PK accessories) |  | 15.5
| Mounting Accessories | Item | Description | 15% | 10% | 5%
| 1CH48 | 600100186 | 48" single chain kit (field cuttable) | 20.5 | 17.8 | 16
| 1AC72HK | 600100840 | 72" fully adjustable aircraft cable kit with hook | 27.1 | 23.5 | 21.1
| 1PK12B38 | 600100841 | 12" pendant kit (3/8" IP), black (requires PK option) | 16.6 | 14.4 | 12.9
| 1PK24B38 |  | 24" pendant kit (3/8" IP), black (requires PK option) | 19.1 | 16.6 | 14.9
| 1PK48B38 |  | 48" pendant kit (3/8" IP), black (requires PK option) | 27.1 | 23.5 | 21.1
| 1PK12W38 | 600100309 | 12" pendant kit (3/8" IP), black (requires PK option) | 16.6 | 14.4 | 12.9
| 1PK24W38 | 600100310 | 24" pendant kit (3/8" IP), white (requires PK option) | 19.1 | 16.6 | 14.9
| 1PK48W38 | 600100311 | 48" pendant kit (3/8" IP), white (requires PK option) | 27.1 | 23.5 | 21.1
| 1SPK12B38 | 600100842 | 12" swivel pendant kit (3/8" IP), black (requires PK option) | 21.8 | 18.9 | 17
| 1SPK24B38 |  | 24" swivel pendant kit (3/8" IP), black (requires PK option) | 27.1 | 23.5 | 21.1
| 1SPK48B38 |  | 48" swivel pendant kit (3/8" IP), black (requires PK option) | 37.6 | 32.7 | 29.4
| 1SPK12W38 | 600100330 | 12" swivel pendant kit (3/8" IP), white (requires PK option) | 21.8 | 18.9 | 17
| 1SPK24W38 | 600100331 | 24" swivel pendant kit (3/8" IP), white (requires PK option) | 27.1 | 23.5 | 21.1
| 1SPK48W38 | 600100332 | 48" swivel pendant kit (3/8" IP), white (requires PK option) | 37.6 | 32.7 | 29.4
| Controls Accessories | Item | Description | 15% | 10% | 5%
| EMDCB | 476100466 | wireless, self powered, passive infrared motion and lux sensor (enocean); note: backup battery not included | 163.2 | 141.9 | 127.7
| MLM1 | 476100270 | wireless, self powered, passive infrared motion and lux sensor (magnum first) | 194.8 | 169.4 | 152.4
| RLY | 476100461 | Beghelli lighting control module relay, casambi | 106 | 92.2 | 82.9
| RLYM1 | 476100272 | lighting control module relay (magnum first) | 194.8 | 169.4 | 152.4
| RSDC | 476100505 | Beghelli room sensor, wireless, Casambi bluetooth mesh, 12-24VDC | 119.1 | 103.6 | 93.2
| SW1 | 476100467 | single rocker wall switch, self-powered, dimming, bluetooth | 109.2 | 95 | 85.5
| SW1M1 | 476100273 | single rocker wall switch, self-powered, dimming, enocean protocol (magnum first) | 127.6 | 111 | 99.9
Link to Web Page
Link to INDEX

## FS Food Safe
FSVT | Model | Item | Description (NSF Certified, IP65, DLC PREM) | 15% | 10% | 5%
| FSVTSEL4HT | 117105199 | NSF vaportite highbay, 47.2", 165/ 135/ 105W selectable, 3500/ 4000/ 5000K CCT selectable, 80CRI, 120-277V, 0-10VDC dim-to-off, light gray | 213.4 | 185.6 | 167
| Options |  | Description |  | Adder
| EM |  | factory installed EM kit |  | 120
| Accessories | Item | Description | 15% | 10% | 5%
| FSVTAC | 600100366 | aircraft cable kit for FSVT fixture, 3' | 20.5 | 17.8 | 16
| FSVTEM | 600100367 | emergency battery backup for FSVT, 15W (≈ 1950 lm) | 134.2 | 116.7 | 105
| FSVTOSKIT | 600100368 | external PIR occ sensor kit | 34 | 29.5 | 26.5
| RCH06R | 600100369 | remote for FSVT & FSHB occ sensors | 47.4 | 41.2 | 37
Link to Web Page
FSHB | Model | Item | Description (NSF Certified, IP69K, DLC PREM) | 15% | 10% | 5%
| FSHBHT 155K W | 117105200 | NSF round highbay, 150W, 21.9K lm, 5000K CCT, 80CRI, 120-277V, 0-10VDC dimming (to off), -40 to 45C, white | 213.4 | 185.6 | 167
| FSHBHT 205K W | 117105201 | NSF round highbay, 200W, 29.2K lm, 5000K CCT, 80CRI, 120-277V, 0-10VDC dimming (to off), -40 to 45C, white | 253.6 | 220.6 | 198.5
| FSHBHT 155K W OS |  | NSF round highbay, 150W, 29.2K lm, 5000K CCT, 80CRI, 120-277V, 0-10VDC dimming (to off), -40 to 45C, white, microwave occ sensor | 241.4 | 210 | 189
| FSHBHT 205K W OS |  | NSF round highbay, 200W, 29.2K lm, 5000K CCT, 80CRI, 120-277V, 0-10VDC dimming (to off), -40 to 45C, white, microwave occ sensor | 280.4 | 243.9 | 219.5
| Accessories | Item | Description | 15% | 10% | 5%
| FSHBEM25 | 600100370 | 25W emergency battery backup for 150W model (≈ 3650 lm) | 235.1 | 204.5 | 184
| FSHBEM40 | 600100371 | 40W emergency battery backup for 200W model, 40W (≈ 5840 lm) | 276.6 | 240.6 | 216.5
| RCH06R | 600100369 | remote for FSVT & FSHB occ sensors | 47.4 | 41.2 | 37
Link to Web Page
Link to INDEX

## MPL
MPLSEL | Model | Item | Description (wet / IP65) | 15% | 10% | 5%
| MPLSEL25HTT3 | 117104953 | Flood/area, AC only, LED, 3000/4000/ 5000K selectable, lumens selectable up to 25K, type 3 distribution, dark bronze, IP65, 3G, DLC PREMIUM | 159.7 | 138.9 | 125
| MPLSEL25HTT5 | 117104952 | Flood/area, AC only, LED, 3000/4000/ 5000K selectable, lumens selectable up to 25K, type 5 distribution, dark bronze, IP65, 3G, DLC PREMIUM | 159.7 | 138.9 | 125
| MPLSEL40HTT3 | 117104954 | Flood/area, AC only, LED, 3000/4000/ 5000K selectable, lumens selectable up to 40K, type 3 distribution, dark bronze, IP65, 3G, DLC PREMIUM | 260.4 | 226.5 | 203.8
| MPLSEL40HTT5 | 117104950 | Flood/area, AC only, LED, 3000/4000/ 5000K selectable, lumens selectable up to 40K, type 5 distribution, dark bronze, IP65, 3G, DLC PREMIUM | 260.4 | 226.5 | 203.8
| Options |  | Description |  | Adder
| HV |  | 277-480V |  | 65
| P3 |  | NEMA 3-pin photocell receptacle |  | 46
| Mounting Accessories | Item | Description | 15% | 10% | 5%
MOUNTING ACCESSORY MUST BE ORDERED WITH FIXTURES, MOUNTING ACCESSORIES SOLD SEPARATELY
| MPLSA | 600100286 | straight arm | 48.3 | 42 | 37.8
| MPLSAA | 600100287 | adjustable arm | 82 | 71.3 | 64.1
| MPLSSF | 600100288 | slipfitter | 75.9 | 66 | 59.4
| MPLSTM | 600100289 | trunnion mount | 44.5 | 38.7 | 34.8
| MPLSYK | 600100278 | yoke mount | 53.7 | 46.7 | 42
| Accessories | Item | Description | 15% | 10% | 5%
| NEMA3PC |  | NEMA 3-pin photocell, IP65 | 33.7 | 29.3 | 26.3
Link to Beghelli Web Page
Link to INDEX

## MUR
MURO | Model | Item | Description (wet /cold) | 15% | 10% | 5%
| MURSA DB CL | 100101018 | Wallpack, 18W LED, 1500 lm, 4000K CCT, Ni-Cd battery backup, cold location -25°C to 50°C, Autotest, 120-277V, dark bronze | 197.8 | 172 | 154.8
| MURSA WHT CL | 100101019 | Wallpack, 18W LED, 1500 lm, 4000K CCT, Ni-Cd battery backup, cold location -25°C to 50°C, Autotest, 120-277V, white | 197.8 | 172 | 154.8
| MURSA BLK CL | 100101301 | Wallpack, 18W LED, 1500 lm, 4000K CCT, Ni-Cd battery backup, cold location -25°C to 50°C, Autotest, 120-277V, black | 197.8 | 172 | 154.8
| MURSA DB CL PIR | 100101022 | Wallpack, 18W LED, 1500 lm, 4000K CCT, PIR motion sensor, Ni-Cd battery backup, cold location -25°C to 50°C, Autotest, 120-277V, dark bronze | 227.1 | 197.5 | 177.7
| MURSA WHT CL PIR | 100101023 | Wallpack, 18W LED, 1500 lm, 4000K CCT, PIR motion sensor, Ni-Cd battery backup, cold location -25°C to 50°C, Autotest, 120-277V, white | 227.1 | 197.5 | 177.7
| MURSA BLK CL PIR | 100101302 | Wallpack, 18W LED, 1500 lm, 4000K CCT, PIR motion sensor, Ni-Cd battery backup, cold location -25°C to 50°C, Autotest, 120-277V, black | 227.1 | 197.5 | 177.7
Link to Beghelli Web Page
Link to INDEX

## NUV
NUVOLA | Model | Item | Descriptiion (wet / IP65 / Cold / DLC) | 15% | 10% | 5%
| NUVHT VLO WT40 VWD 120-277V HK | 117102567 | AC only, 90W, 4000K, very wide distribution (120°), black housing, hook mount | 226.1 | 196.7 | 177
| NUVHT VLO WT30 VWD 120-277V | 117102098 | AC only, 90W, 3000K, very wide distribution (120°), black housing | 219.1 | 190.6 | 171.5
| NUVHT VLO WT40V WD 120-277V | 117102099 | AC only, 90W, 4000K, very wide distribution (120°), black housing | 219.1 | 190.6 | 171.5
| NUVHT VLO WT50 VWD 120-277V | 117102100 | AC only, 90W, 5000K, very wide distribution (120°), black housing | 219.1 | 190.6 | 171.5
| NUVHT LO WT40 VWD 120-277V | 117102102 | AC only, 120W, 4000K, very wide distribution (120°), black housing | 311.8 | 271.2 | 244
| NUVHT MO WT50 MWD 120-277V | 117102097 | AC only, 150W, 5000K, medium wide distribution (50°), black housing | 328.3 | 285.6 | 257
| NUVHT MO WT30 WBD 120-277V | 117103769 | AC only, 150W, 3000K, wide beam distribution (90°), black housing | 328.3 | 285.6 | 257
| NUVHT MO WT30 VWD 120-277V | 117102104 | AC only, 150W, 3000K, very wide distribution (120°), black housing | 305.3 | 265.6 | 239
| NUVHT MO WT40 VWD 120-277V | 117102105 | AC only, 150W, 4000K, very wide distribution (120°), black housing | 305.3 | 265.6 | 239
| NUVHT MO WT40 VWD 120-277V IOS WG PK | 117104004 | AC only, 150W, 4000K, very wide distribution (120°), black housing, wire guard, pendant mount | 305.3 | 265.6 | 239
| NUVSA MO WT40 VWD 120-277V IOS WG PK | 117104005 | AC & EM, 150W, 4000K, very wide distribution (120°), black housing,occ sensor, wire guard, pendant mount | 523 | 455 | 409.5
| NUVHT MO WT50 VWD 120-277V | 117102106 | AC only, 150W, 5000K, very wide distribution (120°), black housing | 305.3 | 265.6 | 239
| NUVHT HO WT40 VWD 120-277V | 117102108 | AC only, 240W, 4000K, very wide distribution (120°), black housing | 408.8 | 355.6 | 320
| NUVHT HO WT40 VWD 120-277V IOS WG PK | 117104007 | AC only, 240W, 4000K, very wide distribution (120°), black housing, occ sensor, wire guard, pendant mount | 408.8 | 355.6 | 320
| NUVSA HO WT40 VWD 120-277V IOS WG PK | 117104008 | AC & EM, 240W, 4000K, very wide distribution (120°), black housing, occ sensor, wire guard, pendant mount | 493 | 428.9 | 386
| NUVHT VHO WT50 WBD 120-277V | 117104172 | AC only, 300W, 5000K, wide beam distribution (90°), black housing | 538.4 | 468.4 | 421.5
| Mounting Accessories | Item | Description | 15% | 10% | 5%
| ABNUVS |  | adjustable mounting bracket, Nuvola 90W | 16.6 | 14.4 | 12.9
| ABNUVL |  | adjustable mounting bracket, Nuvola 150 & 240W | 73.8 | 64.2 | 57.7
| ABNUV300 |  | adjustable mounting bracket, Nuvola 300W | Discontinued
| 1CH48 | 600100186 | 48" single chain kit (field cuttable) | 20.5 | 17.8 | 16
| 1CH48NUV300 | 600100277 | 48" standard chain mount FOR NUV 300W | 24.5 | 21.3 | 19.1
| HK | 600100184 | hook mount | 6 | 5.2 | 4.6
| MBNUV |  | surface/ wall mount bracket for Nuvola |  | contact factory
| 1PK24WNUVL | 600100270 | 24" pendant mount kit (NUV MO, HO, VHO), white | 47.5 | 41.3 | 37.1
| 1PK48WNUVS | 600100177 | 48" pendant mount kit (NUV VLO), white | 72.5 | 63 | 56.7
| 1PK48WNUVL | 600100262 | 48" pendant mount kit (NUV MO, HO, VHO), white | 67.2 | 58.4 | 52.5
| Controls Accessories | Item | Description | 15% | 10% | 5%
| EMDCB | 476100466 | wireless, self powered, passive infrared motion and lux sensor (enocean); note: backup battery not included | 163.2 | 141.9 | 127.7
| MLM1 | 476100270 | wireless, self powered, passive infrared motion and lux sensor (magnum first) | 194.8 | 169.4 | 152.4
| RLY | 476100461 | Beghelli lighting control module relay, casambi | 106 | 92.2 | 82.9
| RLYM1 | 476100272 | lighting control module relay (magnum first) | 194.8 | 169.4 | 152.4
| SW1 | 476100467 | single rocker wall switch, self-powered, dimming, bluetooth | 109.2 | 95 | 85.5
| SW1M1 | 476100273 | single rocker wall switch, self-powered, dimming, enocean protocol (magnum first) | 127.6 | 111 | 99.9
Link to Beghelli Web Page
Link to INDEX

## PSF
PSF | Model | Item | Description (wet / IP65/ IK10) | 15% | 10% | 5%
| PSFHT2 | 100101322 | Flood, 16W LED, 3000/4000/5000K CCT selectable, 2000-2200lm, wide beam, IP65, IK10, DLC PREMIUM, knuckle, dark bronze | 70.4 | 61.2 | 55
| PSFHT4 | 100101323 | Flood, 31W LED, 3000/4000/5000K CCT selectable, 4400-4700lm, wide beam, IP65, IK10, DLC PREMIUM, knuckle, dark bronze | 93.4 | 81.2 | 73
| PSFHT7 | 100101324 | Flood, 50W LED, 3000/4000/5000K CCT selectable, 6600-7200lm, wide beam, IP65, IK10, DLC PREMIUM, knuckle, dark bronze | 116.4 | 101.2 | 91
| Accessories |  | Description | 15% | 10% | 5%
| PSFYOKE | 300100184 | Yoke mounting bracket for PFSHT7 & PFSHT4 | 10.3 | 8.9 | 8
| PSFPOST | 100101325 | Ground stake, line voltage | 25.7 | 22.3 | 20
Link to Beghelli Web Page
Link to INDEX

## SL
STRIPLED SELECTABLE (SLSEL) | Model | Item | Description (Damp) | 15% | 10% | 5%
| SLSEL4HT | 117104877 | LED striplight, 4ft, lumen and CCT selectable, 0-10V dimming, damp location, DLC | 62.7 | 54.5 | 49
| SLSEL4SA | 117104878 | LED striplight, 4ft, lumen and CCT selectable, emergency backup, 0-10V dimming, damp location, DLC | 209.6 | 182.3 | 164
| SLSEL8HT |  | LED striplight, 8ft, lumen and CCT selectable, 0-10V dimming, damp location, DLC | 112.5 | 97.8 | 88
| SLSEL8SA |  | LED striplight, 8ft, lumen and CCT selectable, emergency backup, 0-10V dimming, damp location, DLC | 258.1 | 224.5 | 202
| Options |  | Description |  | Adder
| OSP |  | external PIR occupancy sensor (on/off only), installed |  | 56
| Accessories | Item | Description | 15% | 10% | 5%
| SL4WG | 300100186 | Stripled selectable 4' wireguard | 38.4 | 33.4 | 30
| 2AC118VHK | 119100113 | 118" aircraft cable suspension kit with V hooks, adjusts from 12" to 118" | 32.7 | 28.4 | 25.5
| 2AC197VHK | 119100118 | 197" aircraft cable suspension kit with V hooks, adjusts from 12" to 197" | 51.2 | 44.5 | 40
Link to Beghelli Web Page
SL STRIPLED | Model | Item | Description (Damp / IP44) | 15% | 10% | 5%
| SLLED4HTLOWT40120-277V | 117102160 | AC only, 4ft, 24W, 4000K, 0-10V dimming, damp location, DLC | 78 | 67.8 | 61
| SLLED4HTMOWT40120-277V | 117102162 | AC only, 4ft, 40W, 4000K, 0-10V dimming, damp location, DLC | 100.4 | 87.3 | 78.5
| SLLED8HTHOWT35120-277V | 117102278 | AC only, 8ft, 60W, 3500K, 0-10V dimming, damp location, DLC | 188.4 | 163.9 | 147.5
| SLLED8HTHOWT40120-277V | 117102164 | AC only, 8ft, 60W, 4000K, 0-10V dimming, damp location, DLC | 188.4 | 163.9 | 147.5
| SLLED8HTHOWT50120-277V | 117102165 | AC only, 8ft, 60W, 5000K, 0-10V dimming, damp location, DLC | 188.4 | 163.9 | 147.5
| Options |  | Description |  | Adder
| EM | 426100220 | emergency back-up (field installation emergency driver) |  | 100.5
| Mounting Accessories | Item | Description | 15% | 10% | 5%
| 2AC50 | 600100191 | 50" aircraft cable kit | 33 | 28.7 | 25.8
| 2AC72 | 600100181 | 72" aircraft cable kit | 33 | 28.7 | 25.8
| 2CH48 | 600100183 | 48" chain hang kit (2 chains, field cuttable) | 13.8 | 12 | 10.8
| Controls Accesories | item | Description | 15% | 10% | 5%
| RLY | 476100461 | Beghelli lighting control module relay, casambi | 106 | 92.2 | 82.9
| RLYM1 | 476100272 | lighting control module relay (magnum first) | 194.8 | 169.4 | 152.4
| SW1 | 476100467 | single rocker wall switch, self-powered, dimming, bluetooth | 109.2 | 95 | 85.5
| SW1M1 | 476100273 | single rocker wall switch, self-powered, dimming, enocean protocol (magnum first) | 127.6 | 111 | 99.9
Link to Beghelli Web Page
Link to INDEX

## SWL
SWL | Model | Item | Description (Damp / IP44) | 15% | 10% | 5%
| SWLSEL4HT | 117104666 | Stairwell fixture, 4ft, selectable CCT & lumens, 0-10V dimming, white, DLC PREMIUM | 80.5 | 70 | 63
| SWLSEL4SAEM13 | 117104667 | Stairwell fixture, 4ft, selectable CCT & lumens, 0-10V dimming, white, DLC PREMIUM, emergency driver | 227.4 | 197.8 | 178
| Options |  | Description |  | Adder
| OS |  | Occupancy sensor, dimming |  | 12.5
| Accessories | Item | Description | 15% | 10% | 5%
| OS REM | 476100484 | Remote control for OS dimming sensor | 32.7 | 28.4 | 25.5
Link to Beghelli Web Page
Link to INDEX

## VAL
VALORE SELECTABLE | Model | Item | Description (indoor / damp) | 15% | 10% | 5%
| VALSEL18 | 117105489 | compact highbay, 18/15/12,000 lm & 4000/5000K selectable, 120-277V | 124.6 | 108.4 | 97.5
| VALSEL24 | 117105490 | compact highbay, 24/18/15,000 lm & 4000/5000K selectable, 120-277V | 139.9 | 121.7 | 109.5
| VALSEL36 | 117105491 | compact highbay, 36K/30K/24,000 lm & 4000/5000K selectable, 120-277V | 187.2 | 162.8 | 146.5
| VALSEL60 | 117105492 | compact highbay, 60/48/36,000 lm & 4000/5000K selectable, 120-277V | 323.8 | 281.7 | 253.5
| Options |  | Description |  | Adder
| EM13 |  | 13W emergency back-up |  | 179
| EM25 |  | 25W emergency back-up |  | 188
| HV |  | 347-480V (not available with EM) |  | 140
| LC6 |  | 3-conductor line cord, 6ft (AC only) |  | 41
| LC10 |  | 3-conductor line cord, 10ft (AC only) |  | 47
| LC15 |  | 3-conductor line cord, 15ft (AC only) |  | 55
| 4LC6 |  | 4-conductor line cord, 6ft for EM models |  | 41
| 4LC10 |  | 4-conductor line cord, 10ft for EM models |  | 54
| 4LC15 |  | 4-conductor line cord, 15ft for EM models |  | 70
| Mounting Accessories | Item | Description | 15% | 10% | 5%
| VALPK | 351100364 | pendant mount bracket (stem & canopy ordered separately; Not compatible with HV and EM options) | 37.2 | 32.3 | 29
| VALSM | 351100365 | surface mount bracket (not compatible with HV and EM options) | 28.8 | 25 | 22.5
| Accessories | Item | Description | 15% | 10% | 5%
| OS5REM | 476100511 | optional remote control for sensors | 38.4 | 33.4 | 30
| VALOSM | 476100512 | microwave step-dimming sensor | 35.9 | 31.2 | 28
| VALOSP | 476100513 | PIR sensor | 30.7 | 26.7 | 24
| WGVAL18 | 300100206 | wireguard for VALSEL18 | 32 | 27.8 | 25
| WGVAL24 | 300100207 | wireguard for VALSEL24 | 34.5 | 30 | 27
| WGVAL36 | 300100208 | wireguard for VALSEL36 | 40.3 | 35 | 31.5
| WGVAL60 | 300100209 | wireguard for VALSEL60 | 60.2 | 52.3 | 47
Link to Beghelli Web Page
VALORE | Model | Item | Description (indoor / damp) | 15% | 10% | 5%
AC only operation, 2ft, (12-13K lm)
| VAL2HT LOWT 120-277V | 117103239 | AC only, 100W, adjustable CCT 3000K, 4000K or 5000K, 120-277V | 148.2 | 128.9 | 116
AC only operation, 4ft (43-45K lm)
| VAL4HT HOWT 120-277V | 117103242 | AC only, 325W, adjustable CCT 3000K, 4000K or 5000K, 120-277V | 353.3 | 307.3 | 276.5
| Options* |  | Description |  | Adder
| EM | 426100219 | emergency back-up (field installation emergency driver) |  | 154.5
| Mounting Accessories* | Item | Description | 15% | 10% | 5%
| 2YAC50 | 600100192 | 50" adjustable aircraft cable | 33.7 | 29.3 | 26.3
| 2YAC72 | 600100193 | 72" adjustable aircraft cable | 36.3 | 31.5 | 28.3
| Controls Accessories | Item | Description | 15% | 10% | 5%
| EMDCB | 476100466 | wireless, self powered, passive infrared motion and lux sensor (enocean); note: backup battery not included | 163.2 | 141.9 | 127.7
| MLM1 | 476100270 | wireless, self powered, passive infrared motion and lux sensor (magnum first) | 194.8 | 169.4 | 152.4
| RLY | 476100461 | Beghelli lighting control module relay, casambi | 106 | 92.2 | 82.9
| RLYM1 | 476100272 | lighting control module relay (magnum first) | 194.8 | 169.4 | 152.4
| SW1 | 476100467 | single rocker wall switch, self-powered, dimming, bluetooth | 109.2 | 95 | 85.5
| SW1M1 | 476100273 | single rocker wall switch, self-powered, dimming, enocean protocol (magnum first) | 127.6 | 111 | 99.9
* Note: chain included with Valore fixture
Link to Beghelli Web Page
Link to INDEX

## WIRE GUARDS
WIRE GUARDS
WG SERIES | Model | Item | Description | 15% | 10% | 5%
| WG 4.5DX17.5LX7W WHT | 300400008-001 | wireguard, 4.5"D X 17.5"L X 7"W, white (TEMPESTA, BBX surface, EPE wall) | 39.7 | 34.5 | 31
| WG 9DX20LX19W WHT | 300400009-001 | wireguard, 9"D X 20"L X 19"W, white (RBOU wall, RBOC wall, BRV, WLXE wall, VST375) | 88.6 | 77 | 69.3
| WG 9DX26LX19W WHT | 300400010-001 | wireguard, 9"D X 26"L X 19"W, white (VST600) | 102.3 | 89 | 80.1
| WG 9DX16.5LX16.5W WHT | 300400011-001 | wireguard, 9"D X 16.5"L X 16.5"W, white (RBO EXIT wall, BOL, WLX wall) | 81.9 | 71.2 | 64
| WG 3DX16.5LX14W WHT | 300400012-001 | wireguard, 3"D X 16.5"L X 14"W, white (FRMC wall, STX wall, QR wall, CRVC recessed wall, LC1 wall, NYCSTX wall, NYCEST wall, PXA wall, PX wall, ATXRE wall) | 62.8 | 54.6 | 49.1
| WG 6DX16.5LX14W WHT | 300400013-001 | wireguard, 6"D X 16.5"L X 14"W, white (OL2 surface wall, CRV recessed wall, ESL surface, EVR wall, FTZC wall, VE wall, FTZ wall, VST MINI wall, VSTM wall, PCHA wall, EPX wall, EPC wall) | 79.1 | 68.8 | 61.9
| WG 6DX11LX7W WHT | 300400014-001 | wireguard, 6"D X 11"L X 7"W, white (MEZ wall, PEH wall, EPE ceiling) | 61.4 | 53.4 | 48
| WG 14.5DX12.5LX6.5W WHT | 300400015-001 | wireguard, 14.5"D X 12.5"L X 6.5"W, white (STX ceiling, WLX ceiling, WLX end mount, VE end mount, STX end mount, FMPL ceiling/ end, PXA ceiling, EPX end) | 87.3 | 75.9 | 68.3
| WG 10DX19LX7W WHT | 300400016-001 | wireguard, 10"D X 19"L X 7"W, white (EL ceiling, CRV ceiling recessed, ATX ceiling, ATXSWCT ceiling, STXSWCT ceiling, EPX ceiling, EPC ceiling) | 75.1 | 65.3 | 58.7
| WG 4.5DX19.5LX13W WHT | 300400025-001 | wireguard, 4.5"D X 19.5"L X 13"W, white (ATX wall, ATXSWCT wall, STXSWCT wall, CRVC surface wall) | 61.4 | 53.4 | 48
| WG.7DX48LX12W GRYFIXMNT | 300100058-000 | wireguard, 0.7"D x 48"L x 12"W, gray (BX940LED 4', fixture mounting) | 102.2 | 88.9 | 80
| WG 1.2DX45LX4.9W WHT FIXMNT | 300100130-001 | wireguard, 1.2"D x 45"L x 4.9W, white (BX910LED 4', fixture mounting) | 63.9 | 55.6 | 50
Link to Web Page
Link to INDEX

## T&C
Terms & Conditions
Acceptance: A contract shall be formed when acceptance of the purchaser’s order is confirmed in writing by Beghelli USA. All purchase orders are accepted and executed on the understanding that the purchaser is bound by these Terms & Conditions. Where there is any inconsistency between these Conditions and any condition that the purchaser seeks to impose, these Conditions shall prevail. These Conditions, together with any special terms and conditions agreed in writing by the parties, and any documents referred to in Conditions or elsewhere in the contract, shall constitute the entire agreement between Beghelli USA and the purchasers and supersede any previous agreement or arrangement between them relating to the subject matter thereof. This Contact may not be amended or varied except in writing duly executed by an authorized officer of Beghelli USA.
Payment Terms: Upon credit approval, Beghelli USA customer payment terms will be scheduled accordingly. Any payment not received within the set terms shall be considered late and past-due contractual terms of payment. Past due invoices shall be subject to an interest rate charge of 1 - 1.5% per month, or fraction thereof, or the maximum permitted by law, whichever is less. In the event that it becomes a necessity for Beghelli USA to employ an attorney or incur other costs directly related to the collection of past-due payments, the customer agrees to pay all reasonable costs incurred.
Pricing: All pricing is set by Beghelli USA and are Net FOB contact factory (point of shipment origin). The amount of any applicable sales tax, excise duty or levy shall be added to the billing unless appropriate exemption certificates are provided to Beghelli USA. The purchaser shall indemnify and hold harmless Beghelli USA in respect to any loss, cost or expense incurred by the Company as a result of, directly or indirectly, of the Purchaser's instruction or through any delay whatsoever in taking delivery or through any other act, neglect or fault on the part of the Purchaser, its servants, agents or employees. The price of the goods shall be due in full to the Company in accordance with the terms of the contract and the Purchaser shall not be entitled to exercise any set-off, lien or any similar right or claim. All prices and terms are subject to change with a 30 days notice.
Technical information & illustrations: All descriptive specifications, drawings and particulars of weights and dimensions issued by Beghelli USA are approximated only and are intended only to present a general idea of the goods to which they refer and shall not form part of the contract. Any data, technical information or performance data provided by Beghelli USA are based on tests performed under standard conditions and cannot be guaranteed under different conditions. Beghelli USA may make changes in the specifications of goods as required to conform with any applicable safety or electrical code requirements and /or do not materially affect their quality or performance.
Delivery schedule: Upon receipt of purchase orders, Beghelli USA assigns scheduled shipment dates if not specified on the standing order. The times quoted are to be treated as estimates only. In all cases, whether a shipment time is quoted or not, the times for shipment shall be extended by a reasonable period if delay in shipment is caused by instructions or lack of instructions from the Purchaser, or by industrial dispute, or by any cause whatsoever beyond Beghelli USA's reasonable control. Beghelli USA shall not be liable for delays in delivery due to causes beyond our reasonable control. Severe weather conditions, fires, floods, strikes, power outages, carrier delays or delays arising from labor difficulties, shortages, stoppages or any sort can effect the estimated delivery time.
Freight policy: All shipments are FOB contact factory or point of shipment origin. Title passes to purchaser upon delivery by Beghelli to the carrier, and all claims for damages or shortages in transit shall be made by the purchaser with the delivering carrier. All orders for product having a total price of $2,000 US$ (excluding overage) or more for one shipment to one location qualify for freight allowance within the continental USA. All orders less than $2,000 US$ will be assessed freight and handling charges. Beghelli freight allowance is not offered on AC standby (inverter) systems. For all orders that qualify for freight allowance, Beghelli USA reserves the right to select the carrier and to route the shipments at our discretion. We will ship in the manner selected by the purchaser provided the purchaser assumes any additional transportation costs such as re-delivery, limited-access, construction site, school delivery, residential delivery, etc. Any and all claims related to loss, shortage, breakage or shipping errors of product received shall be reported in writing within 5 days of receipt of delivery. For shipping outside the continental USA, please contact factory.
Additional Shipping/ Delivery fees: May apply under special conditions outside of Beghelli’s standard freight policy for: Lift gate fees, additional fees to constructions sites , limited access, and or schools and universities.
RETURN OF GOODS: No merchandise may be returned without written prior authorization in the form of a Beghelli USA issued Claim. At Beghelli USA’s discretion, emergency lighting, exit signs and lighting products shown in the current catalog, with the exception of Inverters, can be returned for credit provided they are in unused, new condition and are in the original, factory sealed packaging. Requests to return product, with the exception of inverters, must be made directly on the Beghelli USA website. When requesting a Claim, the purchaser’s name, original purchase order, invoice number and reason for the request must be submitted. Beghelli Inverters: Stratta inverters are non-refundable and non-returnable. Vesta and Nova series inverters may be returned within 90 days of receipt with prior authorization from Beghelli USA and at Beghelli USA’s sole discretion. All Vesta and Nova series are subject to a non-negotiable 50% restocking fee. Once issued, a Claim is valid for a period of thirty (30) days. Returned goods must be received by Beghelli USA within thirty (30) days or the Claim becomes null and void. Once a Claim has expired, and the return is within the three (3) month period, a new Claim can be issued on stock products for a fee of $25.00. All related fees will be deducted from the final credit. Transportation charges must be prepaid. To preserve the return, all returned product must be properly packed to prevent shipping damage. The Claim number must be clearly marked and visible on the exterior packaging. Goods returned without a valid Claim cannot be accepted and will be redirected to the purchaser, at the purchaser’s expense. If a part is damaged or lost during transit, the purchaser is responsible for the claim to the carrier. All stock products containing time sensitive components that have reached the end of their warranty or shelf life are not returnable. All component parts, lamps, non-stocking items, special, custom made and/or modified products are not returnable. Outdated or phase-out stock products are not returnable. All product returns are subject to inspection and approval by Beghelli USA. Discontinued products are not returnable. Based on time from purchase, up to a 50% restock fee may be applied to non-defective stock items. Non-defective stock products older than three (3) months from the date of the purchase are non-returnable. All product returns must be in unused, new condition and in the original sealed packaging. Upon receipt, all returns are inspected by Beghelli USA for final return approval.
RETURN DETAILS
Shipments: Inspect all shipments immediately upon receipt
Concealed damages or shortages: Concealed damages/shortages must be reported within five (5) business days of shipment receipt
Missing cartons: Missing boxes of multiple box shipments must be reported within two (2) business days of shipment receipt. You may accept the partial shipment by making a notation with the shipping carrier that the shipment is not complete. We will not issue a credit if all boxes are signed for or accepted.
Mis-shipment: Any over or incorrect shipments must be reported to Beghelli USA within 72 hours or three (3) business days. We will issue an RGA and a replacement order. A credit will be issued upon receipt of the original product.
Refused or re-directed shipment: Purchaser will be responsible for any and all shipping charges incurred by Beghelli USA
Customer error or return to stock request: All return to stock products will be inspected. If the stock product meets the criteria as stated in the return policy, credit will be issued with the following applicable restocking fees based on the purchase date. Up to 50% restocking fee (1- 90 days). If product is damaged or does not meet the criteria for eligible returns, the product will be returned at the purchaser’s expense and no credit will be given.
Return Authorization Process: All returns must follow the CLAIMS PROCESS below
CLAIMS PROCESS
RETURNING UNINSTALLED GOODS:
• Unused, unopened, new products returned will need to be shipped back at the Customer’s expense; A 10% restock fee applies upon receipt and confirmation; This is to occur within 30 days of purchase; If the product arrives after 30 days, a 50% restock fee applies
• Receipt of damaged, opened or manipulated product results in denial of the Claim and the Customer will have 7 business days to pick up the product at their expense; If the product is not picked up within 7 business days, a notification is sent to the Customer and the product is disposed of with no credit issued
CLAIMING FREIGHT DAMAGED GOODS:
• If the Customer receives a product damaged during shipping, and shipping was via a Beghelli carrier, the Customer is to note in the Delivery Confirmation when the product arrives and immediately file a claim on the Beghelli USA website; If damage was hidden and unseen at receipt, the Customer has 10 business days to report the damage on the Beghelli USA website; Failure to do so will result in denial of the Claim
QUICK CLAIM:
• For malfunctioning items with a total value less than $250.00, a QUICK CLAIM filing can be entered on the Beghelli website (https://beghelliusa.com/quick-warranty/); This allows replacements to be shipped at no expense, except freight at the Customer’s expense
RETURNING MALFUNCTIONING GOODS:
• Step #1: File a Claims form on our website (Do not file a claim via Customer Service as it may take longer); Ensure pictures are taken as instructed to streamline the process
• If you do not want to complete the questionnaire, an email can be sent to the Claims Department requesting item analysis; Two products must be shipped to Beghelli USA at Customer’s expense; If the claim is confirmed valid, related expenses will be credited (mark return cartons clearly with Claim Number)
• Step #2: Once a claim is filed, a preliminary analysis is done to determine the issue
• Step #3: If origin of the malfunction is not determined, a Virtual Call is scheduled with the Engineering Department
• If a resolution is not determined during the call, fixtures will be requested for further analysis
• If the claim has merit, the replacement(s) and freight charges will be credited
PRODUCT WARRANTY
Beghelli USA warrants all products and hereunder to be free from defect in manufacturing, under normal and proper storage, installation and use for a period of 3 to 5 years from the date of purchase (as specified below) or as otherwise specified (see inverters). Beghelli USA warranty extends only to the repair or replacement of the defective part, and no labor charges for correction will be paid by Beghelli USA unless a labor request is submitted in writing and approved by Beghelli USA prior to any work performed. The purchaser shall notify Beghelli USA within 72 hours from the date the defect became apparent. This warranty does not include batteries, lamps or any item which has a fair wear and tear life-cycle based on shelf life, use and maintenance. Furthermore, this warranty does not cover any intentional physical abuse of the products, improper installation, installation in areas that the product is not certified or suitable for, acts of God, alteration of a product by an unauthorized service agent and use of improper installation hardware. The continual evolution of LED products may affect the ability of Beghelli USA to offer an exact match (color temperature, CRI) for future replacements. Beghelli’s liability is limited to the defective units only, not the entire system. Beghelli USA warrants its light emitting diode luminaires, including the LED arrays and the LED drivers to be free from defect in material workmanship for a period of five (5) years from the date of the purchase order. The LED arrays in the luminaires will be considered defective in material or workmanship only if a total of 15% or more of the individual light emitting diodes in the luminaire fail to illuminate.
EMERGENCY EQUIPMENT | LIGHTING EQUIPMENT
* Emergency lighting: (3 years) | * Housing / mechanical: (5 years)
* Exit signs: (5 years) | * Ballast / power supply / driver: (5 years)
* Emergency ballasts: (3 years) | * Light emitting diodes: (5 years)
* Inverters: (contact factory) | * Fluorescent lamps: (not covered by warranty)
Note: lamps not covered by warranty
BATTERIES (installed) | BATTERIES (not installed)
* Emergency units w/ lead acid: (1 year + 4 years pro rated) | * Lead acid: (1 year)
* Emergency units w/ Ni-Mh: (5 years) | * Ni-Mh: (1 year)
* Emergency units w/ Ni-Cd: (10 years pro rated) | * Ni-Cd: (1 year)
* Exit signs w/ Ni-Cd: (5 years) | Note: no labor consideration allowed for battery replacement
Note: combination units are categorized under "emergency units"
Solar Lighting - LUCE SOLARE (BLS SERIES)
* Luce Solare has a 3-year warranty against manufacturer’s defect.
Link to INDEX