## OASIS LIGHTING
PART NO. | DESCRIPTION | PRICE 1 | PRICE 1 COM | PRICE 2 | PRICE 2 COM | PRICE 3 | PRICE 3 COM | 2026-07-01
BX9654HT | 4ft, extruded aluminum grey housing, PC lens, 65C max temp, 120-277V | 369.2 | 15 | 321.2 | 10 | 289 | 5
BX9654SA | 4ft, extruded aluminum grey housing, PC lens, 65C max temp, integral EM, 120-277V | 528.8 | 15 | 460 | 10 | 414 | 5
BX965-HO | high output, 50W | 0 | 15 | 0 | 10 | 0 | 5
BX965-LO | low output, 30W | 0 | 15 | 0 | 10 | 0 | 5
BX965-3K | 3000K | 0 | 15 | 0 | 10 | 0 | 5
BX965-4K | 4000K | 0 | 15 | 0 | 10 | 0 | 5
BX965-5K | 5000K | 0 | 15 | 0 | 10 | 0 | 5
BX965-(control) NOD | Beghelli in-fixture 0-10V, bluetooth, casambi lighting control node solution | 53.5 | 15 | 53.5 | 10 | 53.5 | 5
BX965-(control) OS | Beghelli external occ sensor | 40.5 | 15 | 40.5 | 10 | 40.5 | 5
BX965-(control) OSB | Beghelli external occ sensor, bluetooth | 64 | 15 | 64 | 10 | 64 | 5
BX965-(control) OSBC | Beghelli external occ sensor, casambi | 82.5 | 15 | 82.5 | 10 | 82.5 | 5
BX965-CR | continuous row mount | 29.5 | 15 | 29.5 | 10 | 29.5 | 5
BX965-FP | fuse protection - 3A | 10.5 | 15 | 10.5 | 10 | 10.5 | 5
BX965-HV | 347 - 480V input | 65 | 15 | 65 | 10 | 65 | 5
BX965-RW | row mount daisy chain (consult factory for layout with jumper cables) Note: max run distance per Max Distance Chart | contact factory | 15 | contact factory | 10 | contact factory | 5
BX965-SP | surge protection - 10KA | 10.5 | 15 | 10.5 | 10 | 10.5 | 5
BX965-TP | tamper proof screws | 12 | 15 | 12 | 10 | 12 | 5
BX965-2AC50 | 50" aircraft cable kit | 34.5 | 15 | 30 | 10 | 27 | 5
BX965-2AC72 | 72" aircraft cable kit | 34.5 | 15 | 30 | 10 | 27 | 5
BX965-2CH48EYE | 48" chain hang kit (2 chains, field cuttable) | 19.2 | 15 | 16.7 | 10 | 15 | 5
BX965-2PK12W | 12" double stem pendant mount kit , white | 57.5 | 15 | 50 | 10 | 45 | 5
BX965-2PK24W | 24" double stem pendant mount kit , white | 65.2 | 15 | 56.7 | 10 | 51 | 5
BX965-2PK48W | 48" double stem pendant mount kit, white | 81.9 | 15 | 71.2 | 10 | 64 | 5
BX965-2SPK12W | 12" double stem swivel pendant mount kit , white | 62.7 | 15 | 54.5 | 10 | 49 | 5
BX965-2SPK24W | 24" double stem swivel pendant mount kit , white | 68.4 | 15 | 59.5 | 10 | 53.5 | 5
BX965-2SPK48W | 48" double stem swivel pendant mount kit, white | 84.4 | 15 | 73.4 | 10 | 66 | 5
BX965-PM | pivot mount | 14.8 | 15 | 12.8 | 10 | 11.5 | 5
BX965-TM22BS04 | 22" length trunnion mount (4' BS100) | 80.5 | 15 | 70 | 10 | 63 | 5
BX965-TPBX | tamper proof driver bit for Acciaio TP option | 14.2 | 15 | 12.3 | 10 | 11 | 5
BX965-EMDCB | wireless, self powered, passive infrared motion and lux sensor (enocean) | 168.7 | 15 | 146.7 | 10 | 132 | 5
BX965-HHR FSIR | hand held remote to adjust FSP221 occ sensor | 161.7 | 15 | 140.6 | 10 | 126.5 | 5
BX965-RLY | Beghelli lighting control module relay, casambi | 109.2 | 15 | 95 | 10 | 85.5 | 5
BX965-SW1 | single rocker wall switch, self-powered, dimming, bluetooth | 113.2 | 15 | 98.4 | 10 | 88.5 | 5
BX9604HT | 4ft, extruded aluminum grey housing, PC lens, 60C max temp, 120-277V | 428 | 15 | 372.3 | 10 | 335 | 5
BX9604SA | 4ft, extruded aluminum grey housing, PC lens, 60C max temp, integral EM, 120-277V | 587.6 | 15 | 511.2 | 10 | 460 | 5
BX960-HO | high output, 50W | 0 | 15 | 0 | 10 | 0 | 5
BX960-LO | low output, 30W | 0 | 15 | 0 | 10 | 0 | 5
BX960-3K | 3000K | 0 | 15 | 0 | 10 | 0 | 5
BX960-4K | 4000K | 0 | 15 | 0 | 10 | 0 | 5
BX960-5K | 5000K | 0 | 15 | 0 | 10 | 0 | 5
BX960-(control) NOD | Beghelli in-fixture 0-10V, bluetooth, casambi lighting control node solution | 53.5 | 15 | 53.5 | 10 | 53.5 | 5
BX960-(control) OS | Beghelli external occ sensor | 40.5 | 15 | 40.5 | 10 | 40.5 | 5
BX960-(control) OSB | Beghelli external occ sensor, bluetooth | 64 | 15 | 64 | 10 | 64 | 5
BX960-(control) OSBC | Beghelli external occ sensor, casambi | 82.5 | 15 | 82.5 | 10 | 82.5 | 5
BX960-CR | continuous row mount | 29.5 | 15 | 29.5 | 10 | 29.5 | 5
BX960-FP | fuse protection - 3A | 10.5 | 15 | 10.5 | 10 | 10.5 | 5
BX960-HV | 347 - 480V input | 65 | 15 | 65 | 10 | 65 | 5
BX960-RW | row mount daisy chain (consult factory for layout with jumper cables) Note: reference Max Distance chart | contact factory | 15 | contact factory | 10 | contact factory | 5
BX960-SP | surge protection - 10KA | 10.5 | 15 | 10.5 | 10 | 10.5 | 5
BX960-TP | tamper proof screws | 14 | 15 | 14 | 10 | 14 | 5
BX960-2AC50 | 50" aircraft cable kit | 34.5 | 15 | 30 | 10 | 27 | 5
BX960-2AC72 | 72" aircraft cable kit | 34.5 | 15 | 30 | 10 | 27 | 5
BX960-2CH48EYE | 48" chain hang kit (2 chains, field cuttable) | 19.2 | 15 | 16.7 | 10 | 15 | 5
BX960-2PK12W | 12" double stem pendant mount kit , white | 57.5 | 15 | 50 | 10 | 45 | 5
BX960-2PK24W | 24" double stem pendant mount kit , white | 65.2 | 15 | 56.7 | 10 | 51 | 5
BX960-2PK48W | 48" double stem pendant mount kit, white | 81.9 | 15 | 71.2 | 10 | 64 | 5
BX960-2SPK12W | 12" double stem swivel pendant mount kit , white | 62.7 | 15 | 54.5 | 10 | 49 | 5
BX960-2SPK24W | 24" double stem swivel pendant mount kit , white | 68.4 | 15 | 59.5 | 10 | 53.5 | 5
BX960-2SPK48W | 48" double stem swivel pendant mount kit, white | 84.4 | 15 | 73.4 | 10 | 66 | 5
BX960-PM | pivot mount | 14.8 | 15 | 12.8 | 10 | 11.5 | 5
BX960-TM22BS04 | 22" length trunnion mount (4' BS100) | 80.5 | 15 | 70 | 10 | 63 | 5
BX960-TPBX | tamper proof driver bit for Acciaio TP option | 14.2 | 15 | 12.3 | 10 | 11 | 5
BX960-EMDCB | wireless, self powered, passive infrared motion and lux sensor (enocean) | 168.7 | 15 | 146.7 | 10 | 132 | 5
BX960-HHR FSIR | hand held remote to adjust FSP221 occ sensor | 161.7 | 15 | 140.6 | 10 | 126.5 | 5
BX960-RLY | Beghelli lighting control module relay, casambi | 109.2 | 15 | 95 | 10 | 85.5 | 5
BX960-SW1 | single rocker wall switch, self-powered, dimming, bluetooth | 113.2 | 15 | 98.4 | 10 | 88.5 | 5
BX910LED4HT | AC only, 4ft, steel linear fixture with die-cast end caps, grey finish | 194.2 | 15 | 168.9 | 10 | 152 | 5
BX910LED4SA | AC & EM, 4ft, steel linear fixture with die-cast end caps, grey finish | 309.1 | 15 | 268.9 | 10 | 242 | 5
BX910LED4-LO | 30W, 4139 - 4383 lm | 0 | 15 | 0 | 10 | 0 | 5
BX910LED4-HO | 50W, 6901 - 7312 lm | 0 | 15 | 0 | 10 | 0 | 5
BX910LED4-VHO | 60W, 8286 - 8773 lm | 0 | 15 | 0 | 10 | 0 | 5
BX910LED4-WT18 | 1800K | 0 | 15 | 0 | 10 | 0 | 5
BX910LED4-WT22 | 2200K | 0 | 15 | 0 | 10 | 0 | 5
BX910LED4-WT30 | 3000K | 0 | 15 | 0 | 10 | 0 | 5
BX910LED4-WT40 | 4000K | 0 | 15 | 0 | 10 | 0 | 5
BX910LED4-WT50 | 5000K | 0 | 15 | 0 | 10 | 0 | 5
BX910LED4-120-277V | 120-277V universal voltage | 0 | 15 | 0 | 10 | 0 | 5
BX910LED4-347V | 347V input | 12.5 | 15 | 12.5 | 10 | 12.5 | 5
BX910LED4-PC | polycarbonate | 0 | 15 | 0 | 10 | 0 | 5
BX910LED4-BAA | Buy American Act | consult factory | 15 | consult factory | 10 | consult factory | 5
BX910LED4-NOD | Beghelli in-fixture 0-10V, bluetooth, casambi lighting control node solution | 53.5 | 15 | 53.5 | 10 | 53.5 | 5
BX910LED4-OS | Beghelli external occ sensor | 40.5 | 15 | 40.5 | 10 | 40.5 | 5
BX910LED4-OSB | Beghelli external occ sensor, bluetooth | 64 | 15 | 64 | 10 | 64 | 5
BX910LED4-OSBC | Beghelli external occ sensor, casambi | 82.5 | 15 | 82.5 | 10 | 82.5 | 5
BX910LED4-CRM | continuous row mount | 29.5 | 15 | 29.5 | 10 | 29.5 | 5
BX910LED4-FP | fuse protection - 3A | 10.5 | 15 | 10.5 | 10 | 10.5 | 5
BX910LED4-GL | prismatic glass lens (MOQ may apply) | special order - contact factory | 15 | special order - contact factory | 10 | special order - contact factory | 5
BX910LED4-RM | daisy chain (consult factory for layout with jumper cables) Note: max run distance 100ft | contact factory | 15 | contact factory | 10 | contact factory | 5
BX910LED4-SP | surge protection - 10KA | 10.5 | 15 | 10.5 | 10 | 10.5 | 5
BX910LED4-SS(LimitedInventory) | stainless steel housing | 46 | 15 | 46 | 10 | 46 | 5
BX910LED4-WHT | white housing | 0 | 15 | 0 | 10 | 0 | 5
BX910LED4-WG1.2DX45LX4.9WWHTFIXMNT | wireguard, 1.2"D x 45"L x 4.9W, white (ACCIAIO BX910LED 4 foot, fixture mounting) | 66.4 | 15 | 57.8 | 10 | 52 | 5
BX910LED4-2AC50 | 50" aircraft cable kit | 34.5 | 15 | 30 | 10 | 27 | 5
BX910LED4-2AC72 | 72" aircraft cable kit | 34.5 | 15 | 30 | 10 | 27 | 5
BX910LED4-2CH48 | 48" chain hang kit (2 chains, field cuttable) | 14.8 | 15 | 12.8 | 10 | 11.5 | 5
BX910LED4-2PK12W | 12" double stem pendant mount kit , white | 57.5 | 15 | 50 | 10 | 45 | 5
BX910LED4-2PK24W | 24" double stem pendant mount kit , white | 65.2 | 15 | 56.7 | 10 | 51 | 5
BX910LED4-2PK48W | 48" double stem pendant mount kit, white | 81.9 | 15 | 71.2 | 10 | 64 | 5
BX910LED4-PM | pivot mount | 14.8 | 15 | 12.8 | 10 | 11.5 | 5
BX910LED4-SBXS | seismic bracket | 19.9 | 15 | 17.3 | 10 | 15.5 | 5
BX910LED4-TM22BX | trunnion mount, 22" std | 49.2 | 15 | 42.8 | 10 | 38.5 | 5
BX910LED4-EMDCB | wireless, self powered, passive infrared motion and lux sensor (enocean) | 168.7 | 15 | 146.7 | 10 | 132 | 5
BX910LED4-HHRFSIR | hand held remote to adjust FSP221 occ sensor | 161.7 | 15 | 140.6 | 10 | 126.5 | 5
BX910LED4-RLY | Beghelli lighting control module relay, casambi | 109.2 | 15 | 95 | 10 | 85.5 | 5
BX910LED4-SW1 | single rocker wall switch, self-powered, dimming, bluetooth | 113.2 | 15 | 98.4 | 10 | 88.5 | 5
BX910LED2HT | AC only, 2ft, steel linear housing with die-cast end caps, grey housing | 168.7 | 15 | 146.7 | 10 | 132 | 5
BX910LED2SA | AC & EM, 2ft, steel linear housing with die-cast end caps, grey housing | 283.6 | 15 | 246.7 | 10 | 222 | 5
BX910LED2-LO | 20W, 2585 - 2736 lm | 0 | 15 | 0 | 10 | 0 | 5
BX910LED2-HO | 30W, 3878 - 4108 lm | 0 | 15 | 0 | 10 | 0 | 5
BX910LED2-WT30 | 3000K | 0 | 15 | 0 | 10 | 0 | 5
BX910LED2-WT40 | 4000K | 0 | 15 | 0 | 10 | 0 | 5
BX910LED2-WT50 | 5000K | 0 | 15 | 0 | 10 | 0 | 5
BX910LED2-120-277V | 120-277V universal voltage | 0 | 15 | 0 | 10 | 0 | 5
BX910LED2-347V | 347V input | 12.5 | 15 | 12.5 | 10 | 12.5 | 5
BX910LED2-PC | polycarbonate | 0 | 15 | 0 | 10 | 0 | 5
BX910LED2-BAA | Buy American Act | consult factory | 15 | consult factory | 10 | consult factory | 5
BX910LED2-NOD | Beghelli in-fixture 0-10V, bluetooth, casambi lighting control node solution | 53.5 | 15 | 53.5 | 10 | 53.5 | 5
BX910LED2-OS | Beghelli external occ sensor | 40.5 | 15 | 40.5 | 10 | 40.5 | 5
BX910LED2-OSB | Beghelli external occ sensor, bluetooth | 64 | 15 | 64 | 10 | 64 | 5
BX910LED2-OSBC | Beghelli external occ sensor, casambi | 82.5 | 15 | 82.5 | 10 | 82.5 | 5
BX910LED2-CRM | continuous row mount | 29.5 | 15 | 29.5 | 10 | 29.5 | 5
BX910LED2-FP | fuse protection - 3A | 10.5 | 15 | 10.5 | 10 | 10.5 | 5
BX910LED2-GL | prismatic glass lens (MOQ may apply) | special order - contact factory | 15 | special order - contact factory | 10 | special order - contact factory | 5
BX910LED2-RM | daisy chain (consult factory for layout with jumper cables) Note: max run distance 100ft | contact factory | 15 | contact factory | 10 | contact factory | 5
BX910LED2-SP | surge protection - 10KA | 10.5 | 15 | 10.5 | 10 | 10.5 | 5
BX910LED2-WHT | white housing | 0 | 15 | 0 | 10 | 0 | 5
BX910LED2-2AC50 | 50" aircraft cable kit | 34.5 | 15 | 30 | 10 | 27 | 5
BX910LED2-2AC72 | 72" aircraft cable kit | 34.5 | 15 | 30 | 10 | 27 | 5
BX910LED2-2CH48 | 48" chain hang kit (2 chains, field cuttable) | 14.8 | 15 | 12.8 | 10 | 11.5 | 5
BX910LED2-2PK12W | 12" double stem pendant mount kit , white | 57.5 | 15 | 50 | 10 | 45 | 5
BX910LED2-2PK24W | 24" double stem pendant mount kit , white | 65.2 | 15 | 56.7 | 10 | 51 | 5
BX910LED2-2PK48W | 48" double stem pendant mount kit, white | 81.9 | 15 | 71.2 | 10 | 64 | 5
BX910LED2-PM | pivot mount | 14.8 | 15 | 12.8 | 10 | 11.5 | 5
BX910LED2-SBXS | seismic bracket | 19.9 | 15 | 17.3 | 10 | 15.5 | 5
BX910LED2-TM22BS02 | 22" length trunnion mount (2' BS100) | 72.2 | 15 | 62.8 | 10 | 56.5 | 5
BX910LED2-EMDCB | wireless, self powered, passive infrared motion and lux sensor (enocean) | 168.7 | 15 | 146.7 | 10 | 132 | 5
BX910LED2-HHRFSIR | hand held remote to adjust FSP221 occ sensor | 161.7 | 15 | 140.6 | 10 | 126.5 | 5
BX910LED2-RLY | Beghelli lighting control module relay, casambi | 109.2 | 15 | 95 | 10 | 85.5 | 5
BX910LED2-SW1 | single rocker wall switch, self-powered, dimming, bluetooth | 113.2 | 15 | 98.4 | 10 | 88.5 | 5
BX910LEDECOA4HT120-277V | 4ft, AC only, 54W, amber LED, fully shielded, IP66, FWC approved for turtle lighting | 318.1 | 15 | 276.7 | 10 | 249 | 5
BX910LEDECOA4SA120-277V | 4ft, AC & EM, 54W, amber LED, fully shielded, IP66, FWC approved for turtle lighting | 499.5 | 15 | 434.5 | 10 | 391 | 5
BX910LEDECOA-347V | 347V input | 12.5 | 15 | 12.5 | 10 | 12.5 | 5
BX910LEDECOA-NOD | Beghelli in-fixture 0-10V, bluetooth, casambi lighting control node solution | 53.5 | 15 | 53.5 | 10 | 53.5 | 5
BX910LEDECOA-OS | Beghelli external occ sensor | 40.5 | 15 | 40.5 | 10 | 40.5 | 5
BX910LEDECOA-OSB | Beghelli external occ sensor, bluetooth | 64 | 15 | 64 | 10 | 64 | 5
BX910LEDECOA-OSBC | Beghelli external occ sensor, casambi | 82.5 | 15 | 82.5 | 10 | 82.5 | 5
BX910LEDECOA-FP | inline fuse protection (3A) | 10.5 | 15 | 10.5 | 10 | 10.5 | 5
BX910LEDECOA-NS | No shield | Less $45 | 15 | Less $45 | 10 | Less $45 | 5
BX910LEDECOA-SP | surge protection (10KA) | 10.5 | 15 | 10.5 | 10 | 10.5 | 5
BX910LEDECOA-W | white housing | contact factory | 15 | contact factory | 10 | contact factory | 5
BX910LEDECOA-2AC50 | 50" aircraft cable kit | 34.5 | 15 | 30 | 10 | 27 | 5
BX910LEDECOA-2AC72 | 72" aircraft cable kit | 34.5 | 15 | 30 | 10 | 27 | 5
BX910LEDECOA-2CH48 | 48" chain hang kit (2 chains, field cuttable) | 14.8 | 15 | 12.8 | 10 | 11.5 | 5
BX910LEDECOA-2PK12W | 12" double stem pendant mount kit , white | 57.5 | 15 | 50 | 10 | 45 | 5
BX910LEDECOA-2PK24W | 24" double stem pendant mount kit , white | 65.2 | 15 | 56.7 | 10 | 51 | 5
BX910LEDECOA-2PK48W | 48" double stem pendant mount kit, white | 81.9 | 15 | 71.2 | 10 | 64 | 5
BX910LEDECOA-PMBXE | aimable pivot mount for BX910 eco | 14.8 | 15 | 12.8 | 10 | 11.5 | 5
BX910LEDECOA-TM22BX | trunnion mount, 22" std | 49.2 | 15 | 42.8 | 10 | 38.5 | 5
BX910LEDECOA-EMDCB | wireless, self powered, passive infrared motion and lux sensor (enocean); note: backup battery not included | 168.7 | 15 | 146.7 | 10 | 132 | 5
BX910LEDECOA-HHRFSIR | hand held remote to adjust FSP221 occ sensor | 161.7 | 15 | 140.6 | 10 | 126.5 | 5
BX910LEDECOA-RLY | Beghelli lighting control module relay, casambi | 109.2 | 15 | 95 | 10 | 85.5 | 5
BX910LEDECOA-SW1 | single rocker wall switch, self-powered, dimming, bluetooth | 113.2 | 15 | 98.4 | 10 | 88.5 | 5
BLS2A | 1630 lm @ 100% output, 5700K, 11W | 421.5 | 15 | 366.7 | 10 | 330 | 5
BLS4A | 3259 lm @ 100% output, 5700K, 23W | 694.2 | 15 | 603.9 | 10 | 543.5 | 5
BLS6A | 4888 lm @ 100% output, 5700K, 34W | 1028.2 | 15 | 894.5 | 10 | 805 | 5
BLS10A | 8148 lm @ 100% output, 5700K, 57W | 1631 | 15 | 1418.9 | 10 | 1277 | 5
BL716LEDHTMOSYMWT30120-277V | AC only, 30W, 3000K, symmetric / asymmetric distribution, IP66, gray housing, 120-277V | 37.7 | 15 | 32.8 | 10 | 29.5 | 5
BL716LEDHTMOSYMWT40120-277V | AC only, 30W, 4000K, symmetric / asymmetric distribution, IP66, gray housing, 120-277V | 37.7 | 15 | 32.8 | 10 | 29.5 | 5
BL716LEDHTMOSYMWT50120-277V | AC only, 30W, 5000K, symmetric / asymmetric distribution, IP66, gray housing, 120-277V | 37.7 | 15 | 32.8 | 10 | 29.5 | 5
BL716LEDHTHOSYMWT50120-277V | AC only, 40W, 4000K, symmetric / asymmetric distribution, IP66, gray housing, 120-277V | 37.7 | 15 | 32.8 | 10 | 29.5 | 5
BL726HTLO | AC only, 50W, cast aluminum gray housing, glass lens, 120-277V, 0-10V dimming, 10kA surge protection (yoke attached and surface mount bracket included) | 221.1 | 15 | 192.3 | 10 | 173 | 5
BL726HTHO | AC only, 90W, cast aluminum gray housing, glass lens, 120-277V, 0-10V dimming, 10kA surge protection (yoke attached and surface mount bracket included) | 221.1 | 15 | 192.3 | 10 | 173 | 5
BL726-18K | 1800K | 0 | 15 | 0 | 10 | 0 | 5
BL726-4K | 4000K | 0 | 15 | 0 | 10 | 0 | 5
BL726-5K | 5000K | 0 | 15 | 0 | 10 | 0 | 5
BL726-SYM | symmetric (asymmetric included with fixture) | 0 | 15 | 0 | 10 | 0 | 5
BL726-NOD | Beghelli in-fixture 0-10V, bluetooth, casambi lighting control node solution | 53.5 | 15 | 53.5 | 10 | 53.5 | 5
BL726-OS | Beghelli external occ sensor | 40.5 | 15 | 40.5 | 10 | 40.5 | 5
BL726-OSB | Beghelli external occ sensor, bluetooth | 64 | 15 | 64 | 10 | 64 | 5
BL726-OSBC | Beghelli external occ sensor, casambi | 82.5 | 15 | 82.5 | 10 | 82.5 | 5
BL726-EM | 10W Title 20 emergency back-up (remote mount) | 111 | 15 | 111 | 10 | 111 | 5
BL726-DOT | 20kA surge protection | 25.5 | 15 | 25.5 | 10 | 25.5 | 5
BL726-FP | fuse protection (3A) | 10.5 | 15 | 10.5 | 10 | 10.5 | 5
BL726-HK | hook mount | 28 | 15 | 28 | 10 | 28 | 5
BL726-HV | 347V - 480V input | 59 | 15 | 59 | 10 | 59 | 5
BL726-1PK12WADP | 12" pendant kit, white | 28.2 | 15 | 24.5 | 10 | 22 | 5
BL726-1PK24WADP | 24" pendant kit, white | 30.7 | 15 | 26.7 | 10 | 24 | 5
BL726-1PK48WADP | 48" pendant kit, white | 49.2 | 15 | 42.8 | 10 | 38.5 | 5
BL726-1SPK12WADP | 12" swivel pendant kit, white | 42.9 | 15 | 37.3 | 10 | 33.5 | 5
BL726-1SPK24WADP | 24" swivel pendant kit, white | 44.8 | 15 | 38.9 | 10 | 35 | 5
BL726-1SPK48WADP | 48" swivel pendant kit, white | 54.4 | 15 | 47.3 | 10 | 42.5 | 5
BL726-1XAC50 | 50" adjustable aircraft cable | 51.8 | 15 | 45 | 10 | 40.5 | 5
BL726-1XAC72 | 72" adjustable aircraft cable | 55.7 | 15 | 48.4 | 10 | 43.5 | 5
BL726-4CH48 | 48" chain hang kit , 4 pieces (field cuttable) | 26.9 | 15 | 23.4 | 10 | 21 | 5
BL726-EMDCB | wireless, self powered, passive infrared motion and lux sensor (enocean) | 168.7 | 15 | 146.7 | 10 | 132 | 5
BL726-RLY | Beghelli lighting control module relay, casambi | 109.2 | 15 | 95 | 10 | 85.5 | 5
BL726-RSDC | Beghelli room sensor, wireless, Casambi bluetooth mesh, 12-24VDC | 122.7 | 15 | 106.7 | 10 | 96 | 5
BL726-SW1 | single rocker wall switch, self-powered, dimming, bluetooth | 113.2 | 15 | 98.4 | 10 | 88.5 | 5
BL736HTLO | Flood/ Area/ Bay Light, AC only, 150W, cast aluminum gray housing, glass lens, 120-277V, 0-10V dimming, 10kA surge protection (yoke attached, surface mount bracket included) | 380.7 | 15 | 331.2 | 10 | 298 | 5
BL736HTHO | Flood/ Area/ Bay Light, AC only, 240W, cast aluminum gray housing, glass lens, 120-277V, 0-10V dimming, 10kA surge protection (yoke attached, surface mount bracket included) | 380.7 | 15 | 331.2 | 10 | 298 | 5
BL736-18K | 1800K | 0 | 15 | 0 | 10 | 0 | 5
BL736-4K | 4000K | 0 | 15 | 0 | 10 | 0 | 5
BL736-5K | 5000K | 0 | 15 | 0 | 10 | 0 | 5
BL736-T2 | type II (recommended for use with DBA option) | 0 | 15 | 0 | 10 | 0 | 5
BL736-T5 | type V | 0 | 15 | 0 | 10 | 0 | 5
BL736-NOD | Beghelli in-fixture 0-10V, bluetooth, casambi lighting control node solution | 53.5 | 15 | 53.5 | 10 | 53.5 | 5
BL736-OS | Beghelli external occ sensor | 40.5 | 15 | 40.5 | 10 | 40.5 | 5
BL736-OSB | Beghelli external occ sensor, bluetooth | 64 | 15 | 64 | 10 | 64 | 5
BL736-OSBC | Beghelli external occ sensor, casambi | 82.5 | 15 | 82.5 | 10 | 82.5 | 5
BL736-DBA | dual bracket assy (includes bracket and 2nd fixture for 2x output; use T2 distribution) | 414.8 | 15 | 382.8 | 10 | 359.5 | 5
BL736-DOT | 20kA surge protection | 25.5 | 15 | 25.5 | 10 | 25.5 | 5
BL736-EM | 17W, Title 20 remote mount emergency backup | 131 | 15 | 131 | 10 | 131 | 5
BL736-FP | fuse protection (3A) | 10.5 | 15 | 10.5 | 10 | 10.5 | 5
BL736-HK | hook mount | 28 | 15 | 28 | 10 | 28 | 5
BL736-HV | 347V - 480V input | 59 | 15 | 59 | 10 | 59 | 5
BL736-1PK12WADP | 12" pendant kit, white | 28.2 | 15 | 24.5 | 10 | 22 | 5
BL736-1PK24WADP | 24" pendant kit, white | 30.7 | 15 | 26.7 | 10 | 24 | 5
BL736-1PK48WADP | 48" pendant kit, white | 49.2 | 15 | 42.8 | 10 | 38.5 | 5
BL736-1SPK12WADP | 12" swivel pendant kit, white | 42.9 | 15 | 37.3 | 10 | 33.5 | 5
BL736-1SPK24WADP | 24" swivel pendant kit, white | 44.8 | 15 | 38.9 | 10 | 35 | 5
BL736-1SPK48WADP | 48" swivel pendant kit, white | 54.4 | 15 | 47.3 | 10 | 42.5 | 5
BL736-1XAC50 | 50" adjustable aircraft cable | 51.8 | 15 | 45 | 10 | 40.5 | 5
BL736-1XAC72 | 72" adjustable aircraft cable | 55.7 | 15 | 48.4 | 10 | 43.5 | 5
BL736-4CH48 | 48" chain hang kit , 4 pieces (field cuttable) | 26.9 | 15 | 23.4 | 10 | 21 | 5
BL736-EMDCB | wireless, self powered, passive infrared motion and lux sensor (enocean) | 168.7 | 15 | 146.7 | 10 | 132 | 5
BL736-RLY | Beghelli lighting control module relay, casambi | 109.2 | 15 | 95 | 10 | 85.5 | 5
BL736-RSDC | Beghelli room sensor, wireless, Casambi bluetooth mesh, 12-24VDC | 122.7 | 15 | 106.7 | 10 | 96 | 5
BL736-SW1 | single rocker wall switch, self-powered, dimming, bluetooth | 113.2 | 15 | 98.4 | 10 | 88.5 | 5
BS100LED4HTVLOWT30120-277V | 4ft, AC only, 30W, 3000K | 113.7 | 15 | 98.9 | 10 | 89 | 5
BS100LED4HTVLOWT35120-277V | 4ft, AC only, 30W, 3500K | 113.7 | 15 | 98.9 | 10 | 89 | 5
BS100LED4HTVLOWT40120-277V | 4ft, AC only, 30W, 4000K | 113.7 | 15 | 98.9 | 10 | 89 | 5
BS100LED4HTVLOWT50120-277V | 4ft, AC only, 30W, 5000K | 113.7 | 15 | 98.9 | 10 | 89 | 5
BS100LED4SAVLOWT30120-277V | 4ft, AC & EM, 30W, 3000K | 210.9 | 15 | 183.4 | 10 | 165 | 5
BS100LED4SAVLOWT35120-277V | 4ft, AC & EM, 30W, 3500K | 210.9 | 15 | 183.4 | 10 | 165 | 5
BS100LED4SAVLOWT40120-277V | 4ft, AC & EM, 30W, 4000K | 210.9 | 15 | 183.4 | 10 | 165 | 5
BS100LED4SAVLOWT50120-277V | 4ft, AC & EM, 30W, 5000K | 210.9 | 15 | 183.4 | 10 | 165 | 5
BS100LED4HTLOWT30120-277V | 4ft, AC only, 40W, 3000K | 124 | 15 | 107.8 | 10 | 97 | 5
BS100LED4HTLOWT35120-277V | 4ft, AC only, 40W, 3500K | 124 | 15 | 107.8 | 10 | 97 | 5
BS100LED4HTLOWT40120-277V | 4ft, AC only, 40W, 4000K | 124 | 15 | 107.8 | 10 | 97 | 5
BS100LED4HTLOWT50120-277V | 4ft, AC only, 40W, 5000K | 124 | 15 | 107.8 | 10 | 97 | 5
BS100LED4SALOWT30120-277V | 4ft, AC & EM, 40W, 3000K | 223.6 | 15 | 194.5 | 10 | 175 | 5
BS100LED4SALOWT35120-277V | 4ft, AC & EM, 40W, 3500K | 223.6 | 15 | 194.5 | 10 | 175 | 5
BS100LED4SALOWT40120-277V | 4ft, AC & EM, 40W, 4000K | 223.6 | 15 | 194.5 | 10 | 175 | 5
BS100LED4SALOWT50120-277V | 4ft, AC & EM, 40W, 5000K | 223.6 | 15 | 194.5 | 10 | 175 | 5
BS100LED2HTLOWT30120-277V | 2ft, AC only, 30W, 3000K | 108.7 | 15 | 94.5 | 10 | 85 | 5
BS100LED2HTLOWT35120-277V | 2ft, AC only, 30W, 3500K | 108.7 | 15 | 94.5 | 10 | 85 | 5
BS100LED2HTLOWT40120-277V | 2ft, AC only, 30W, 4000K | 108.7 | 15 | 94.5 | 10 | 85 | 5
BS100LED2HTLOWT50120-277V | 2ft, AC only, 30W, 5000K | 108.7 | 15 | 94.5 | 10 | 85 | 5
BS100LED2SALOWT30120-277V | 2ft, AC & EM, 30W, 3000K | 208.3 | 15 | 181.2 | 10 | 163 | 5
BS100LED2SALOWT35120-277V | 2ft, AC & EM, 30W, 3500K | 208.3 | 15 | 181.2 | 10 | 163 | 5
BS100LED2SALOWT40120-277V | 2ft, AC & EM, 30W, 4000K | 208.3 | 15 | 181.2 | 10 | 163 | 5
BS100LED2SALOWT50120-277V | 2ft, AC & EM, 30W, 5000K | 208.3 | 15 | 181.2 | 10 | 163 | 5
BS100LED4HTMOWT30120-277V | 4ft, AC only, 50W, 3000K | 124 | 15 | 107.8 | 10 | 97 | 5
BS100LED4HTMOWT35120-277V | 4ft, AC only, 50W, 3500K | 124 | 15 | 107.8 | 10 | 97 | 5
BS100LED4HTMOWT40120-277V | 4ft, AC only, 50W, 4000K | 124 | 15 | 107.8 | 10 | 97 | 5
BS100LED4HTMOWT50120-277V | 4ft, AC only, 50W, 5000K | 124 | 15 | 107.8 | 10 | 97 | 5
BS100LED4SAMOWT30120-277V | 4ft, AC & EM, 50W, 3000K | 223.6 | 15 | 194.5 | 10 | 175 | 5
BS100LED4SAMOWT35120-277V | 4ft, AC & EM, 50W, 3500K | 223.6 | 15 | 194.5 | 10 | 175 | 5
BS100LED4SAMOWT40120-277V | 4ft, AC & EM, 50W, 4000K | 223.6 | 15 | 194.5 | 10 | 175 | 5
BS100LED4SAMOWT50120-277V | 4ft, AC & EM, 50W, 5000K | 223.6 | 15 | 194.5 | 10 | 175 | 5
BS100LED2HTMOWT30120-277V | 2ft, AC only, 40W, 3000K | 108.7 | 15 | 94.5 | 10 | 85 | 5
BS100LED2HTMOWT35120-277V | 2ft, AC only, 40W, 3500K | 108.7 | 15 | 94.5 | 10 | 85 | 5
BS100LED2HTMOWT40120-277V | 2ft, AC only, 40W, 4000K | 108.7 | 15 | 94.5 | 10 | 85 | 5
BS100LED2HTMOWT50120-277V | 2ft, AC only, 40W, 5000K | 108.7 | 15 | 94.5 | 10 | 85 | 5
BS100LED2SAMOWT30120-277V | 2ft, AC & EM, 40W, 3000K | 208.3 | 15 | 181.2 | 10 | 163 | 5
BS100LED2SAMOWT35120-277V | 2ft, AC & EM, 40W, 3500K | 208.3 | 15 | 181.2 | 10 | 163 | 5
BS100LED2SAMOWT40120-277V | 2ft, AC & EM, 40W, 4000K | 208.3 | 15 | 181.2 | 10 | 163 | 5
BS100LED2SAMOWT50120-277V | 2ft, AC & EM, 40W, 5000K | 208.3 | 15 | 181.2 | 10 | 163 | 5
BS100LED4HTHOWT30120-277V | 4ft, AC only, 60W, 3000K | 124 | 15 | 107.8 | 10 | 97 | 5
BS100LED4HTHOWT35120-277V | 4ft, AC only, 60W, 3500K | 124 | 15 | 107.8 | 10 | 97 | 5
BS100LED4HTHOWT40120-277V | 4ft, AC only, 60W, 4000K | 124 | 15 | 107.8 | 10 | 97 | 5
BS100LED4HTHOWT50120-277V | 4ft, AC only, 60W, 5000K | 124 | 15 | 107.8 | 10 | 97 | 5
BS100LED4SAHOWT30120-277V | 4ft, AC & EM, 60W, 3000K | 223.6 | 15 | 194.5 | 10 | 175 | 5
BS100LED4SAHOWT35120-277V | 4ft, AC & EM, 60W, 3500K | 223.6 | 15 | 194.5 | 10 | 175 | 5
BS100LED4SAHOWT40120-277V | 4ft, AC & EM, 60W, 4000K | 223.6 | 15 | 194.5 | 10 | 175 | 5
BS100LED4SAHOWT50120-277V | 4ft, AC & EM, 60W, 5000K | 223.6 | 15 | 194.5 | 10 | 175 | 5
BS100LED2HTHOWT30120-277V | 2ft, AC only, 50W, 3000K | 108.7 | 15 | 94.5 | 10 | 85 | 5
BS100LED2HTHOWT35120-277V | 2ft, AC only, 50W, 3500K | 108.7 | 15 | 94.5 | 10 | 85 | 5
BS100LED2HTHOWT40120-277V | 2ft, AC only, 50W, 4000K | 108.7 | 15 | 94.5 | 10 | 85 | 5
BS100LED2HTHOWT50120-277V | 2ft, AC only, 50W, 5000K | 108.7 | 15 | 94.5 | 10 | 85 | 5
BS100LED2SAHOWT30120-277V | 2ft, AC & EM, 50W, 3000K | 208.3 | 15 | 181.2 | 10 | 163 | 5
BS100LED2SAHOWT35120-277V | 2ft, AC & EM, 50W, 3500K | 208.3 | 15 | 181.2 | 10 | 163 | 5
BS100LED2SAHOWT40120-277V | 2ft, AC & EM, 50W, 4000K | 208.3 | 15 | 181.2 | 10 | 163 | 5
BS100LED2SAHOWT50120-277V | 2ft, AC & EM, 50W, 5000K | 208.3 | 15 | 181.2 | 10 | 163 | 5
BS100LED4HTVHOWT30120-277V | 4ft, AC only, 70W, 3000K | 124 | 15 | 107.8 | 10 | 97 | 5
BS100LED4HTVHOWT35120-277V | 4ft, AC only, 70W, 3500K | 124 | 15 | 107.8 | 10 | 97 | 5
BS100LED4HTVHOWT40120-277V | 4ft, AC only, 70W, 4000K | 124 | 15 | 107.8 | 10 | 97 | 5
BS100LED4HTVHOWT50120-277V | 4ft, AC only, 70W, 5000K | 124 | 15 | 107.8 | 10 | 97 | 5
BS100LED4SAVHOWT30120-277V | 4ft, AC & EM, 70W, 3000K | 223.6 | 15 | 194.5 | 10 | 175 | 5
BS100LED4SAVHOWT35120-277V | 4ft, AC & EM, 70W, 3050K | 223.6 | 15 | 194.5 | 10 | 175 | 5
BS100LED4SAVHOWT40120-277V | 4ft, AC & EM, 70W, 4000K | 223.6 | 15 | 194.5 | 10 | 175 | 5
BS100LED4SAVHOWT50120-277V | 4ft, AC & EM, 70W, 5000K | 223.6 | 15 | 194.5 | 10 | 175 | 5
BS100LED-347V-480V | 347V - 480V input | 15.5 | 15 | 15.5 | 10 | 15.5 | 5
BS100LED-BLK | black housing (MOQ 1000 for 2ft) | 10.5 | 15 | 10.5 | 10 | 10.5 | 5
BS100LED-CRD | std 5 conductor, 72" cord, black (consult factory for custom lengths) | 18.5 | 15 | 18.5 | 10 | 18.5 | 5
BS100LED-D | dali | 24.5 | 15 | 24.5 | 10 | 24.5 | 5
BS100LED-IS | Beghelli integral PIR occ sensor, bi-level dimming | 31.5 | 15 | 31.5 | 10 | 31.5 | 5
BS100LED-ISB | Beghelli integral PIR occ sensor, bi-level dimming, Bluetooth | 53.5 | 15 | 53.5 | 10 | 53.5 | 5
BS100LED-ISBC | Beghelli integral PIR occ sensor, bi-level dimming, Casambi Bluetooth mesh | 85.5 | 15 | 85.5 | 10 | 85.5 | 5
BS100LED-FSP221 | integral occ sensor (wattstopper fsp221) | 81.5 | 15 | 81.5 | 10 | 81.5 | 5
BS100LED-NOD | Beghelli in-fixture 0-10V, bluetooth, casambi lighting control node solution | 53.5 | 15 | 53.5 | 10 | 53.5 | 5
BS100LED-OS | Beghelli external occ sensor | 40.5 | 15 | 40.5 | 10 | 40.5 | 5
BS100LEDPG-OSB | Beghelli external occ sensor, bluetooth | 64 | 15 | 64 | 10 | 64 | 5
BS100LEDPG-OSBC | Beghelli external occ sensor, casambi | 82.5 | 15 | 82.5 | 10 | 82.5 | 5
BS100LED-FA | fully assembled fixture | contact factory | 15 | contact factory | 10 | contact factory | 5
BS100LED-FP | inline fuse protection (3A) | 10.5 | 15 | 10.5 | 10 | 10.5 | 5
BS100LED-JM | junction mount (fixture maintains IP66 rating) | 18.5 | 15 | 18.5 | 10 | 18.5 | 5
BS100LED-Powercordsandflexwhipoptions | Power cords and flex whip options | contact factory | 15 | contact factory | 10 | contact factory | 5
BS100LED-SP | surge protection (10KA) | 10.5 | 15 | 10.5 | 10 | 10.5 | 5
BS100LED-SS | stainless steel clips (x8) | 8.5 | 15 | 8.5 | 10 | 8.5 | 5
BS100LED-TPS | tamper proof screws | 18.5 | 15 | 18.5 | 10 | 18.5 | 5
BS100LED-WHT | white housing (MOQ 1000) | contact factory | 15 | contact factory | 10 | contact factory | 5
BS100LED-1PK12WBS02 | 12" pendant mount kit , white (2' BS100) | 60.2 | 15 | 52.3 | 10 | 47 | 5
BS100LED-1PK24WBS02 | 24" pendant mount kit , white (2' BS100) | 65.2 | 15 | 56.7 | 10 | 51 | 5
BS100LED-1PK48WBS02 | 48" pendant mount kit, white (2' BS100) | 81.9 | 15 | 71.2 | 10 | 64 | 5
BS100LED-1PK12WBS04 | 12" pendant mount kit , white (4' BS100) | 71 | 15 | 61.7 | 10 | 55.5 | 5
BS100LED-1PK24WBS04 | 24" pendant mount kit , white (4' BS100) | 77.4 | 15 | 67.3 | 10 | 60.5 | 5
BS100LED-1PK48WBS04 | 48" pendant mount kit, white (4' BS100) | 88.9 | 15 | 77.3 | 10 | 69.5 | 5
BS100LED-1SPK12WBS02 | 12" single swivel pendant kit, white (2' BS100) | 64 | 15 | 55.6 | 10 | 50 | 5
BS100LED-1SPK24WBS02 | 24" single swivel pendant kit, white (2' BS100) | 61.4 | 15 | 53.4 | 10 | 48 | 5
BS100LED-1SPK48WBS02 | 48" single swivel pendant kit, white (2' BS100) | 69.7 | 15 | 60.6 | 10 | 54.5 | 5
BS100LED-1SPK12WBS04 | 12" single swivel pendant kit, white (4' BS100) | 58.9 | 15 | 51.2 | 10 | 46 | 5
BS100LED-1SPK24WBS04 | 24" single swivel pendant kit, white (4' BS100) | 61.4 | 15 | 53.4 | 10 | 48 | 5
BS100LED-1SPK48WBS04 | 48" single swivel pendant kit, white (4' BS100) | 69.7 | 15 | 60.6 | 10 | 54.5 | 5
BS100LED-2AC50 | 50" aircraft cable kit | 34.5 | 15 | 30 | 10 | 27 | 5
BS100LED-2AC72 | 72" aircraft cable kit | 34.5 | 15 | 30 | 10 | 27 | 5
BS100LED-2CH48 | 48" chain hang kit (2 chains, field cuttable) | 14.8 | 15 | 12.8 | 10 | 11.5 | 5
BS100LED-2PK12W | 12" double stem pendant mount kit , white | 57.5 | 15 | 50 | 10 | 45 | 5
BS100LED-2PK24W | 24" double stem pendant mount kit , white | 65.2 | 15 | 56.7 | 10 | 51 | 5
BS100LED-2PK48W | 48" double stem pendant mount kit, white | 81.9 | 15 | 71.2 | 10 | 64 | 5
BS100LED-2SPK12W | 12" double stem swivel pendant mount kit , white | 62.7 | 15 | 54.5 | 10 | 49 | 5
BS100LED-2SPK24W | 24" double stem swivel pendant mount kit , white | 68.4 | 15 | 59.5 | 10 | 53.5 | 5
BS100LED-2SPK48W | 48" double stem swivel pendant mount kit, white | 84.4 | 15 | 73.4 | 10 | 66 | 5
BS100LED-MM | magnet mount | 102.2 | 15 | 88.9 | 10 | 80 | 5
BS100LED-PM | pivot mount | 14.8 | 15 | 12.8 | 10 | 11.5 | 5
BS100LED-QMBWBS02 | IP66 quick mount bracket (2' BS100) | 79.2 | 15 | 68.9 | 10 | 62 | 5
BS100LED-QMBWBS04 | IP66 quick mount bracket (4' BS100) | 56.3 | 15 | 48.9 | 10 | 44 | 5
BS100LED-TM22BS02 | 22" length trunnion mount (2' BS100) | 72.2 | 15 | 62.8 | 10 | 56.5 | 5
BS100LED-TM22BS04 | 22" length trunnion mount (4' BS100) | 80.5 | 15 | 70 | 10 | 63 | 5
BS100LED-EMDCB | wireless, self powered, passive infrared motion and lux sensor (enocean) | 168.7 | 15 | 146.7 | 10 | 132 | 5
BS100LED-HHRFSIR | hand held remote to adjust FSP221 occ sensor | 161.7 | 15 | 140.6 | 10 | 126.5 | 5
BS100LED-RLY | Beghelli lighting control module relay, casambi | 109.2 | 15 | 95 | 10 | 85.5 | 5
BS100LED-RSDC | Beghelli room sensor, wireless, Casambi bluetooth mesh, 12-24VDC | 122.7 | 15 | 106.7 | 10 | 96 | 5
BS100LED-SW1 | single rocker wall switch, self-powered, dimming, bluetooth | 113.2 | 15 | 98.4 | 10 | 88.5 | 5
BS100LED-2ftFrostedLens | 2ft Frosted lens - spare or replacement | 15.3 | 15 | 13.3 | 10 | 12 | 5
BS100LED-4ftFrostedLens | 4ft Frosted lens - spare or replacement | 24.3 | 15 | 21.1 | 10 | 19 | 5
BS100LED-InstallationKit | Installation kit for BS100LED | 12.2 | 15 | 10.6 | 10 | 9.5 | 5
BS100LED-TPB | tamper proof driver bit for illumina TPS option | 14.2 | 15 | 12.3 | 10 | 11 | 5
BS100LEDA4HT120-277V | 4ft, AC only, 54W, amber 590 LED, fully shielded, IP66, FWC approved for turtle lighting | 305.3 | 15 | 265.6 | 10 | 239 | 5
BS100LEDA4SA120-277V | 4ft, AC & EM, 54W, amber 590 LED, fully shielded, IP66 FWC approved for turtle lighting | 413.8 | 15 | 360 | 10 | 324 | 5
BS100LEDA2HT120-277V | 2ft, AC only, 30W, amber LED, fully shielded, IP66, FWC approved for turtle lighting | 266.4 | 15 | 231.7 | 10 | 208.5 | 5
BS100LEDA2SA120-277V | 2ft, AC & EM, 30W, amber LED, fully shielded, IP66 FWC approved for turtle lighting | 382.6 | 15 | 332.8 | 10 | 299.5 | 5
BS100LEDA-347V - 480V | 347V - 480V input | 15.5 | 15 | 15.5 | 10 | 15.5 | 5
BS100LEDA-BLK | black housing | 10.5 | 15 | 10.5 | 10 | 10.5 | 5
BS100LEDA-CL | clear lens (only available for 4ft) | 0 | 15 | 0 | 10 | 0 | 5
BS100LEDA-FP | inline fuse protection (3A) | 10.5 | 15 | 10.5 | 10 | 10.5 | 5
BS100LEDA-JM | junction mount (fixture maintains IP66 rating) | 18.5 | 15 | 18.5 | 10 | 18.5 | 5
BS100LEDA-NS | No shield | Less $35 | 15 | Less $35 | 10 | Less $35 | 5
BS100LEDA-SS | stainless steel clips (x8) | 8.5 | 15 | 8.5 | 10 | 8.5 | 5
BS100LEDA-TPS | tamper proof screws | 18.5 | 15 | 18.5 | 10 | 18.5 | 5
BS100LEDA-Installation Kit | Installation kit for BS100LED | 12.2 | 15 | 10.6 | 10 | 9.5 | 5
BS100LEDA-TPB | tamper proof driver bit for illumina TPS option | 14.2 | 15 | 12.3 | 10 | 11 | 5
BS100LEDA-1PK12WBS02 | 12" pendant mount kit , white (2' BS100) | 60.2 | 15 | 52.3 | 10 | 47 | 5
BS100LEDA-1PK24WBS02 | 24" pendant mount kit , white (2' BS100) | 65.2 | 15 | 56.7 | 10 | 51 | 5
BS100LEDA-1PK48WBS02 | 48" pendant mount kit, white (2' BS100) | 81.9 | 15 | 71.2 | 10 | 64 | 5
BS100LEDA-1PK12WBS04 | 12" pendant mount kit , white (4' BS100) | 71 | 15 | 61.7 | 10 | 55.5 | 5
BS100LEDA-1PK24WBS04 | 24" pendant mount kit , white (4' BS100) | 77.4 | 15 | 67.3 | 10 | 60.5 | 5
BS100LEDA-1PK48WBS04 | 48" pendant mount kit, white (4' BS100) | 88.9 | 15 | 77.3 | 10 | 69.5 | 5
BS100LEDA-1SPK12WBS02 | 12" single swivel pendant kit, white (2' BS100) | 64 | 15 | 55.6 | 10 | 50 | 5
BS100LEDA-1SPK24WBS02 | 24" single swivel pendant kit, white (2' BS100) | 61.4 | 15 | 53.4 | 10 | 48 | 5
BS100LEDA-1SPK48WBS02 | 48" single swivel pendant kit, white (2' BS100) | 69.7 | 15 | 60.6 | 10 | 54.5 | 5
BS100LEDA-1SPK12WBS04 | 12" single swivel pendant kit, white (4' BS100) | 58.9 | 15 | 51.2 | 10 | 46 | 5
BS100LEDA-1SPK24WBS04 | 24" single swivel pendant kit, white (4' BS100) | 61.4 | 15 | 53.4 | 10 | 48 | 5
BS100LEDA-1SPK48WBS04 | 48" single swivel pendant kit, white (4' BS100) | 69.7 | 15 | 60.6 | 10 | 54.5 | 5
BS100LEDA-2AC50 | 50" aircraft cable kit | 34.5 | 15 | 30 | 10 | 27 | 5
BS100LEDA-2AC72 | 72" aircraft cable kit | 34.5 | 15 | 30 | 10 | 27 | 5
BS100LEDA-2CH48 | 48" chain hang kit (2 chains, field cuttable) | 14.8 | 15 | 12.8 | 10 | 11.5 | 5
BS100LEDA-2PK12W | 12" double stem pendant mount kit , white | 57.5 | 15 | 50 | 10 | 45 | 5
BS100LEDA-2PK24W | 24" double stem pendant mount kit , white | 65.2 | 15 | 56.7 | 10 | 51 | 5
BS100LEDA-2PK48W | 48" double stem pendant mount kit, white | 81.9 | 15 | 71.2 | 10 | 64 | 5
BS100LEDA-QMBWBS02 | IP66 quick mount bracket (2' BS100) | 79.2 | 15 | 68.9 | 10 | 62 | 5
BS100LEDA-QMBWBS04 | IP66 quick mount bracket (4' BS100) | 56.3 | 15 | 48.9 | 10 | 44 | 5
BS100LEDA-TM22BS02 | 22" length trunnion mount (2' BS100) | 72.2 | 15 | 62.8 | 10 | 56.5 | 5
BS100LEDA-TM22BS04 | 22" length trunnion mount (4' BS100) | 80.5 | 15 | 70 | 10 | 63 | 5
BS100LEDPG4HTVLOWT30120-277V | 4ft, AC only, 30W, 3000K, DLC approved parking garage, gray housing | 126.5 | 15 | 110 | 10 | 99 | 5
BS100LEDPG4HTVLOWT40120-277V | 4ft, AC only, 30W, 4000K, DLC approved parking garage, gray housing | 126.5 | 15 | 110 | 10 | 99 | 5
BS100LEDPG4HTVLOWT50120-277V | 4ft, AC only, 30W, 5000K, DLC approved parking garage, gray housing | 126.5 | 15 | 110 | 10 | 99 | 5
BS100LEDPG4SAVLOWT30120-277V | 4ft, AC & EM, 30W, 3000K, DLC approved parking garage, gray housing | 223.6 | 15 | 194.5 | 10 | 175 | 5
BS100LEDPG4SAVLOWT40120-277V | 4ft, AC & EM, 30W, 4000K, DLC approved parking garage, gray housing | 223.6 | 15 | 194.5 | 10 | 175 | 5
BS100LEDPG4SAVLOWT50120-277V | 4ft, AC & EM, 30W, 5000K, DLC approved parking garage, gray housing | 223.6 | 15 | 194.5 | 10 | 175 | 5
BS100LEDPG4HTLOWT30120-277V | 4ft, AC only, 40W, 3000K, DLC approved parking garage, gray housing | 131.7 | 15 | 114.5 | 10 | 103 | 5
BS100LEDPG4HTLOWT40120-277V | 4ft, AC only, 40W, 4000K, DLC approved parking garage, gray housing | 131.7 | 15 | 114.5 | 10 | 103 | 5
BS100LEDPG4HTLOWT50120-277V | 4ft, AC only, 40W, 5000K, DLC approved parking garage, gray housing | 131.7 | 15 | 114.5 | 10 | 103 | 5
BS100LEDPG2HTLOWT30120-277V | 2ft, AC only, 30W, 3000K, DLC approved parking garage, gray housing | 124 | 15 | 107.8 | 10 | 97 | 5
BS100LEDPG2HTLOWT40120-277V | 2ft, AC only, 30W, 4000K, DLC approved parking garage, gray housing | 124 | 15 | 107.8 | 10 | 97 | 5
BS100LEDPG2HTLOWT50120-277V | 2ft, AC only, 30W, 5000K, DLC approved parking garage, gray housing | 124 | 15 | 107.8 | 10 | 97 | 5
BS100LEDPG4SALOWT30120-277V | 4ft, AC & EM, 40W, 3000K, DLC approved parking garage, gray housing | 228.7 | 15 | 198.9 | 10 | 179 | 5
BS100LEDPG4SALOWT40120-277V | 4ft, AC & EM, 40W, 4000K, DLC approved parking garage, gray housing | 228.7 | 15 | 198.9 | 10 | 179 | 5
BS100LEDPG4SALOWT50120-277V | 4ft, AC & EM, 40W, 5000K, DLC approved parking garage, gray housing | 228.7 | 15 | 198.9 | 10 | 179 | 5
BS100LEDPG2SALOWT30120-277V | 2ft, AC & EM, 30W, 3000K, DLC approved parking garage, gray housing | 223.6 | 15 | 194.5 | 10 | 175 | 5
BS100LEDPG2SALOWT40120-277V | 2ft, AC & EM, 30W, 4000K, DLC approved parking garage, gray housing | 223.6 | 15 | 194.5 | 10 | 175 | 5
BS100LEDPG2SALOWT50120-277V | 2ft, AC & EM, 30W, 5000K, DLC approved parking garage, gray housing | 223.6 | 15 | 194.5 | 10 | 175 | 5
BS100LEDPG2HTMOWT30120-277V | 2ft, AC only, 40W, 3000K, DLC approved parking garage, gray housing | 124 | 15 | 107.8 | 10 | 97 | 5
BS100LEDPG2HTMOWT40120-277V | 2ft, AC only, 40W, 4000K, DLC approved parking garage, gray housing | 124 | 15 | 107.8 | 10 | 97 | 5
BS100LEDPG2HTMOWT50120-277V | 2ft, AC only, 40W, 5000K, DLC approved parking garage, gray housing | 124 | 15 | 107.8 | 10 | 97 | 5
BS100LEDPG2SAMOWT30120-277V | 2ft, AC & EM, 40W, 3000K, DLC approved parking garage, gray housing | 223.6 | 15 | 194.5 | 10 | 175 | 5
BS100LEDPG2SAMOWT40120-277V | 2ft, AC & EM, 40W, 4000K, DLC approved parking garage, gray housing | 223.6 | 15 | 194.5 | 10 | 175 | 5
BS100LEDPG2SAMOWT50120-277V | 2ft, AC & EM, 40W, 5000K, DLC approved parking garage, gray housing | 223.6 | 15 | 194.5 | 10 | 175 | 5
BS100LEDPG4HTHOWT30120-277V | 4ft, AC only, 60W, 3000K, DLC approved parking garage, gray housing | 131.7 | 15 | 114.5 | 10 | 103 | 5
BS100LEDPG4HTHOWT40120-277V | 4ft, AC only, 60W, 4000K, DLC approved parking garage, gray housing | 131.7 | 15 | 114.5 | 10 | 103 | 5
BS100LEDPG4HTHOWT50120-277V | 4ft, AC only, 60W, 5000K, DLC approved parking garage, gray housing | 131.7 | 15 | 114.5 | 10 | 103 | 5
BS100LEDPG2HTHOWT30120-277V | 2ft, AC only, 50W, 3000K, DLC approved parking garage, gray housing | 124 | 15 | 107.8 | 10 | 97 | 5
BS100LEDPG2HTHOWT40120-277V | 2ft, AC only, 50W, 4000K, DLC approved parking garage, gray housing | 124 | 15 | 107.8 | 10 | 97 | 5
BS100LEDPG2HTHOWT50120-277V | 2ft, AC only, 50W, 5000K, DLC approved parking garage, gray housing | 124 | 15 | 107.8 | 10 | 97 | 5
BS100LEDPG4SAHOWT30120-277V | 4ft, AC & EM, 60W, 3000K, DLC approved parking garage, gray housing | 228.7 | 15 | 198.9 | 10 | 179 | 5
BS100LEDPG4SAHOWT40120-277V | 4ft, AC & EM, 60W, 4000K, DLC approved parking garage, gray housing | 228.7 | 15 | 198.9 | 10 | 179 | 5
BS100LEDPG4SAHOWT50120-277V | 4ft, AC & EM, 60W, 5000K, DLC approved parking garage, gray housing | 228.7 | 15 | 198.9 | 10 | 179 | 5
BS100LEDPG2SAHOWT30120-277V | 2ft, AC & EM, 50W, 3000K, DLC approved parking garage, gray housing | 223.6 | 15 | 194.5 | 10 | 175 | 5
BS100LEDPG2SAHOWT40120-277V | 2ft, AC & EM, 50W, 4000K, DLC approved parking garage, gray housing | 223.6 | 15 | 194.5 | 10 | 175 | 5
BS100LEDPG2SAHOWT50120-277V | 2ft, AC & EM, 50W, 5000K, DLC approved parking garage, gray housing | 223.6 | 15 | 194.5 | 10 | 175 | 5
BS100LEDPG4HTVHOWT30120-277V | 4ft, AC only, 70W, 3000K, DLC approved parking garage, gray housing | 131.7 | 15 | 114.5 | 10 | 103 | 5
BS100LEDPG4HTVHOWT40120-277V | 4ft, AC only, 70W, 4000K, DLC approved parking garage, gray housing | 131.7 | 15 | 114.5 | 10 | 103 | 5
BS100LEDPG4HTVHOWT50120-277V | 4ft, AC only, 70W, 5000K, DLC approved parking garage, gray housing | 131.7 | 15 | 114.5 | 10 | 103 | 5
BS100LEDPG4SAVHOWT30120-277V | 4ft, AC & EM, 70W, 3000K, DLC approved parking garage, gray housing | 228.7 | 15 | 198.9 | 10 | 179 | 5
BS100LEDPG4SAVHOWT40120-277V | 4ft, AC & EM, 70W, 4000K, DLC approved parking garage, gray housing | 228.7 | 15 | 198.9 | 10 | 179 | 5
BS100LEDPG4SAVHOWT50120-277V | 4ft, AC & EM, 70W, 5000K, DLC approved parking garage, gray housing | 228.7 | 15 | 198.9 | 10 | 179 | 5
BS100LEDPG-347V - 480V | 347V - 480V input | 15.5 | 15 | 15.5 | 10 | 15.5 | 5
BS100LEDPG-BLK | black housing (MOQ 1000 for 2ft) | 10.5 | 15 | 10.5 | 10 | 10.5 | 5
BS100LEDPG-IS | Beghelli integral PIR occ sensor, bi-level dimming | 31.5 | 15 | 31.5 | 10 | 31.5 | 5
BS100LEDPG-ISB | Beghelli integral PIR occ sensor, bi-level dimming, Bluetooth | 53.5 | 15 | 53.5 | 10 | 53.5 | 5
BS100LEDPG-ISBC | Beghelli integral PIR occ sensor, bi-level dimming, Casambi Bluetooth mesh | 85.5 | 15 | 85.5 | 10 | 85.5 | 5
BS100LEDPG-FSP221 | integral occ sensor (wattstopper fsp221) | 81.5 | 15 | 81.5 | 10 | 81.5 | 5
BS100LEDPG-NOD | Beghelli in-fixture 0-10V, bluetooth, casambi lighting control node solution | 53.5 | 15 | 53.5 | 10 | 53.5 | 5
BS100LEDPG-OS | Beghelli external occ sensor | 40.5 | 15 | 40.5 | 10 | 40.5 | 5
BS100LEDPG-OSB | Beghelli external occ sensor, bluetooth | 64 | 15 | 64 | 10 | 64 | 5
BS100LEDPG-OSBC | Beghelli external occ sensor, casambi | 82.5 | 15 | 82.5 | 10 | 82.5 | 5
BS100LEDPG-FA | fully assembled fixture | contact factory | 15 | contact factory | 10 | contact factory | 5
BS100LEDPG-FP | inline fuse protection (3A) | 10.5 | 15 | 10.5 | 10 | 10.5 | 5
BS100LEDPG-JM | junction mount (fixture maintains IP66 rating) | 18.5 | 15 | 18.5 | 10 | 18.5 | 5
BS100LEDPG-Power cords and flex whip options | Power cords and flex whip options | contact factory | 15 | contact factory | 10 | contact factory | 5
BS100LEDPG-SS | stainless steel clips (x8) | 8.5 | 15 | 8.5 | 10 | 8.5 | 5
BS100LEDPG-TPB | tamper proof driver bit | 9.5 | 15 | 9.5 | 10 | 9.5 | 5
BS100LEDPG-TPS | tamper proof screws | 18.5 | 15 | 18.5 | 10 | 18.5 | 5
BS100LEDPG-W | white housing (MOQ 1000) | contact factory | 15 | contact factory | 10 | contact factory | 5
BS100LEDPG-Frosted Lens, 4ft | 4ft Frosted lens - spare or replacement | 24.3 | 15 | 21.1 | 10 | 19 | 5
BS100LEDPG-Installation Kit | Installation kit for BS100LED | 12.2 | 15 | 10.6 | 10 | 9.5 | 5
BS100LEDPG-TPB | tamper proof driver bit for illumina TPS option | 14.2 | 15 | 12.3 | 10 | 11 | 5
BS100LEDPG-1PK12WBS02 | 12" pendant mount kit , white (2' BS100) | 60.2 | 15 | 52.3 | 10 | 47 | 5
BS100LEDPG-1PK24WBS02 | 24" pendant mount kit , white (2' BS100) | 65.2 | 15 | 56.7 | 10 | 51 | 5
BS100LEDPG-1PK48WBS02 | 48" pendant mount kit, white (2' BS100) | 81.9 | 15 | 71.2 | 10 | 64 | 5
BS100LEDPG-1PK12WBS04 | 12" pendant mount kit , white (4' BS100) | 71 | 15 | 61.7 | 10 | 55.5 | 5
BS100LEDPG-1PK24WBS04 | 24" pendant mount kit , white (4' BS100) | 77.4 | 15 | 67.3 | 10 | 60.5 | 5
BS100LEDPG-1PK48WBS04 | 48" pendant mount kit, white (4' BS100) | 88.9 | 15 | 77.3 | 10 | 69.5 | 5
BS100LEDPG-1SPK12WBS02 | 12" single swivel pendant kit, white (2' BS100) | 64 | 15 | 55.6 | 10 | 50 | 5
BS100LEDPG-1SPK24WBS02 | 24" single swivel pendant kit, white (2' BS100) | 61.4 | 15 | 53.4 | 10 | 48 | 5
BS100LEDPG-1SPK48WBS02 | 48" single swivel pendant kit, white (2' BS100) | 69.7 | 15 | 60.6 | 10 | 54.5 | 5
BS100LEDPG-1SPK12WBS04 | 12" single swivel pendant kit, white (4' BS100) | 58.9 | 15 | 51.2 | 10 | 46 | 5
BS100LEDPG-1SPK24WBS04 | 24" single swivel pendant kit, white (4' BS100) | 61.4 | 15 | 53.4 | 10 | 48 | 5
BS100LEDPG-1SPK48WBS04 | 48" single swivel pendant kit, white (4' BS100) | 69.7 | 15 | 60.6 | 10 | 54.5 | 5
BS100LEDPG-2AC50 | 50" aircraft cable kit | 34.5 | 15 | 30 | 10 | 27 | 5
BS100LEDPG-2AC72 | 72" aircraft cable kit | 34.5 | 15 | 30 | 10 | 27 | 5
BS100LEDPG-2CH48 | 48" chain hang kit (2 chains, field cuttable) | 14.8 | 15 | 12.8 | 10 | 11.5 | 5
BS100LEDPG-2PK12W | 12" double stem pendant mount kit , white | 57.5 | 15 | 50 | 10 | 45 | 5
BS100LEDPG-2PK24W | 24" double stem pendant mount kit , white | 65.2 | 15 | 56.7 | 10 | 51 | 5
BS100LEDPG-2PK48W | 48" double stem pendant mount kit, white | 81.9 | 15 | 71.2 | 10 | 64 | 5
BS100LEDPG-2SPK12W | 12" double stem swivel pendant mount kit , white | 62.7 | 15 | 54.5 | 10 | 49 | 5
BS100LEDPG-2SPK24W | 24" double stem swivel pendant mount kit , white | 68.4 | 15 | 59.5 | 10 | 53.5 | 5
BS100LEDPG-2SPK48W | 48" double stem swivel pendant mount kit, white | 84.4 | 15 | 73.4 | 10 | 66 | 5
BS100LEDPG-MM | magnet mount | 102.2 | 15 | 88.9 | 10 | 80 | 5
BS100LEDPG-PM | pivot mount | 14.8 | 15 | 12.8 | 10 | 11.5 | 5
BS100LEDPG-QMBWBS02 | IP66 quick mount bracket (2' BS100) | 79.2 | 15 | 68.9 | 10 | 62 | 5
BS100LEDPG-QMBWBS04 | IP66 quick mount bracket (4' BS100) | 56.3 | 15 | 48.9 | 10 | 44 | 5
BS100LEDPG-TM22BS02 | 22" length trunnion mount (2' BS100) | 72.2 | 15 | 62.8 | 10 | 56.5 | 5
BS100LEDPG-TM22BS04 | 22" length trunnion mount (4' BS100) | 80.5 | 15 | 70 | 10 | 63 | 5
BS100LEDPG-EMDCB | wireless, self powered, passive infrared motion and lux sensor (enocean) | 168.7 | 15 | 146.7 | 10 | 132 | 5
BS100LEDPG-HHR FSIR | hand held remote to adjust FSP221 occ sensor | 161.7 | 15 | 140.6 | 10 | 126.5 | 5
BS100LEDPG-RLY | Beghelli lighting control module relay, casambi | 109.2 | 15 | 95 | 10 | 85.5 | 5
BS100LEDPG-SW1 | single rocker wall switch, self-powered, dimming, bluetooth | 113.2 | 15 | 98.4 | 10 | 88.5 | 5
BS101LED4HTLOWT30120-277V | 4ft, AC only, 40W, 3000K | 101 | 15 | 87.8 | 10 | 79 | 5
BS101LED4HTLOWT35120-277V | 4ft, AC only, 40W, 3500K | 101 | 15 | 87.8 | 10 | 79 | 5
BS101LED4HTLOWT40120-277V | 4ft, AC only, 40W, 4000K | 101 | 15 | 87.8 | 10 | 79 | 5
BS101LED4HTLOWT50120-277V | 4ft, AC only, 40W, 5000K | 101 | 15 | 87.8 | 10 | 79 | 5
BS101LED4SALOWT30120-277V | 4ft, AC & EM, 40W, 3000K | 219.8 | 15 | 191.2 | 10 | 172 | 5
BS101LED4SALOWT35120-277V | 4ft, AC & EM, 40W, 3500K | 219.8 | 15 | 191.2 | 10 | 172 | 5
BS101LED4SALOWT40120-277V | 4ft, AC & EM, 40W, 4000K | 219.8 | 15 | 191.2 | 10 | 172 | 5
BS101LED4SALOWT50120-277V | 4ft, AC & EM, 40W, 5000K | 219.8 | 15 | 191.2 | 10 | 172 | 5
BS101LED4HTHOWT30120-277V | 4ft, AC only, 60W, 3000K | 101 | 15 | 87.8 | 10 | 79 | 5
BS101LED4HTHOWT35120-277V | 4ft, AC only, 60W, 3500K | 101 | 15 | 87.8 | 10 | 79 | 5
BS101LED4HTHOWT40120-277V | 4ft, AC only, 60W, 4000K | 101 | 15 | 87.8 | 10 | 79 | 5
BS101LED4HTHOWT50120-277V | 4ft, AC only, 60W, 5000K | 101 | 15 | 87.8 | 10 | 79 | 5
BS101LED4SAHOWT30120-277V | 4ft, AC & EM, 60W, 3000K | 219.8 | 15 | 191.2 | 10 | 172 | 5
BS101LED4SAHOWT35120-277V | 4ft, AC & EM, 60W, 3500K | 219.8 | 15 | 191.2 | 10 | 172 | 5
BS101LED4SAHOWT40120-277V | 4ft, AC & EM, 60W, 4000K | 219.8 | 15 | 191.2 | 10 | 172 | 5
BS101LED4SAHOWT50120-277V | 4ft, AC & EM, 60W, 5000K | 219.8 | 15 | 191.2 | 10 | 172 | 5
BS101LED-347V-480V | 347V - 480V input | 15.5 | 15 | 15.5 | 10 | 15.5 | 5
BS101LED-NOD | Beghelli in-fixture 0-10V, bluetooth, casambi lighting control node solution | 53.5 | 15 | 53.5 | 10 | 53.5 | 5
BS101LED-OS | Beghelli external occ sensor | 40.5 | 15 | 40.5 | 10 | 40.5 | 5
BS101LED-OSB | Beghelli external occ sensor, bluetooth | 64 | 16 | 64 | 11 | 64 | 6
BS101LED-OSBC | Beghelli external occ sensor, casambi | 82.5 | 17 | 82.5 | 12 | 82.5 | 7
BS101LED-D | dali driver | 24.5 | 15 | 24.5 | 10 | 24.5 | 5
BS101LED-FA | fully assembled fixture | contact factory | 15 | contact factory | 10 | contact factory | 5
BS101LED-FP | inline fuse protection (3A) | 10.5 | 15 | 10.5 | 10 | 10.5 | 5
BS101LED-JM | junction mount (unit is no longer wet location, but damp location) | 18.5 | 15 | 18.5 | 10 | 18.5 | 5
BS101LED-SP | surge protection (10KA) | 10.5 | 15 | 10.5 | 10 | 10.5 | 5
BS101LED-SS | stainless steel clips (x8) | 8.5 | 15 | 8.5 | 10 | 8.5 | 5
BS101LED-TPS | tamper proof screws | 18.5 | 15 | 18.5 | 10 | 18.5 | 5
BS101LED-WHT | white housing (MOQ 1000) | contact factory | 15 | contact factory | 10 | contact factory | 5
BS101LED-1PK12WBS14 | 12" pendant mount kit , white (BS101) | 54.4 | 15 | 47.3 | 10 | 42.5 | 5
BS101LED-1PK24WBS14 | 24" pendant mount kit , white (BS101) | 62.7 | 15 | 54.5 | 10 | 49 | 5
BS101LED-1PK48WBS14 | 48" pendant mount kit, white (BS101) | 76.1 | 15 | 66.2 | 10 | 59.5 | 5
BS101LED-1SPK12WBS14 | 12" single swivel pendant kit, white (BS101) | 58.9 | 15 | 51.2 | 10 | 46 | 5
BS101LED-1SPK24WBS14 | 24" single swivel pendant kit, white (BS101) | 61.4 | 15 | 53.4 | 10 | 48 | 5
BS101LED-1SPK48WBS14 | 48" single swivel pendant kit, white (BS101) | 69.7 | 15 | 60.6 | 10 | 54.5 | 5
BS101LED-2AC50 | 50" aircraft cable kit | 34.5 | 15 | 30 | 10 | 27 | 5
BS101LED-2AC72 | 72" aircraft cable kit | 34.5 | 15 | 30 | 10 | 27 | 5
BS101LED-2CH48 | 48" chain hang kit (2 chains, field cuttable) | 14.8 | 15 | 12.8 | 10 | 11.5 | 5
BS101LED-2PK12W | 12" double stem pendant mount kit , white | 57.5 | 15 | 50 | 10 | 45 | 5
BS101LED-2PK24W | 24" double stem pendant mount kit , white | 65.2 | 15 | 56.7 | 10 | 51 | 5
BS101LED-2PK48W | 48" double stem pendant mount kit, white | 81.9 | 15 | 71.2 | 10 | 64 | 5
BS101LED-2SPK12W | 12" double stem swivel pendant mount kit , white | 62.7 | 15 | 54.5 | 10 | 49 | 5
BS101LED-2SPK24W | 24" double stem swivel pendant mount kit , white | 68.4 | 15 | 59.5 | 10 | 53.5 | 5
BS101LED-2SPK48W | 48" double stem swivel pendant mount kit, white | 84.4 | 15 | 73.4 | 10 | 66 | 5
BS101LED-PM | pivot mount | 14.8 | 15 | 12.8 | 10 | 11.5 | 5
BS101LED-QMBWBS14 | quick mount bracket (requires JM mount) (BS101) | 99.1 | 15 | 86.2 | 10 | 77.5 | 5
BS101LED-TM22BS14 | 22" length trunnion mount (BS101) | 85.7 | 15 | 74.5 | 10 | 67 | 5
BS101LED-EMDCB | wireless, self powered, passive infrared motion and lux sensor (enocean) | 168.7 | 15 | 146.7 | 10 | 132 | 5
BS101LED-HHRFSIR | hand held remote to adjust FSP221 occ sensor | 161.7 | 15 | 140.6 | 10 | 126.5 | 5
BS101LED-RLY | Beghelli lighting control module relay, casambi | 109.2 | 15 | 95 | 10 | 85.5 | 5
BS101LED-SW1 | single rocker wall switch, self-powered, dimming, bluetooth | 113.2 | 15 | 98.4 | 10 | 88.5 | 5
BS101LED-TPB | tamper proof driver bit for illumina TPS option | 14.2 | 15 | 12.3 | 10 | 11 | 5
BS101LEDECO4HTLOWT30120-277V | 4ft, AC only, 35W, 3000K, IP66, DLC approved, Gray housing | 90.7 | 15 | 78.9 | 10 | 71 | 5
BS101LEDECO4HTLOWT35120-277V | 4ft, AC only, 35W, 3500K, IP66, DLC approved, Gray housing | 90.7 | 15 | 78.9 | 10 | 71 | 5
BS101LEDECO4HTLOWT40120-277V | 4ft, AC only, 35W, 4000K, IP66, DLC approved, Gray housing | 90.7 | 15 | 78.9 | 10 | 71 | 5
BS101LEDECO4HTLOWT50120-277V | 4ft, AC only, 35W, 5000K, IP66, DLC approved, Gray housing | 90.7 | 15 | 78.9 | 10 | 71 | 5
BS101LEDECO4SALOWT30120-277V | 4ft, AC & EM, 35W, 3000K, IP66, DLC approved, Gray housing | 206.4 | 15 | 179.5 | 10 | 161.5 | 5
BS101LEDECO4SALOWT35120-277V | 4ft, AC & EM, 35W, 3500K, IP66, DLC approved, Gray housing | 206.4 | 15 | 179.5 | 10 | 161.5 | 5
BS101LEDECO4SALOWT40120-277V | 4ft, AC & EM, 35W, 4000K, IP66, DLC approved, Gray housing | 206.4 | 15 | 179.5 | 10 | 161.5 | 5
BS101LEDECO4SALOWT50120-277V | 4ft, AC & EM, 35W, 5000K, IP66, DLC approved, Gray housing | 206.4 | 15 | 179.5 | 10 | 161.5 | 5
BS101LEDECO4HTHOWT30120-277V | 4ft, AC only, 55W, 3000K, IP66, DLC approved, Gray housing | 90.7 | 15 | 78.9 | 10 | 71 | 5
BS101LEDECO4HTHOWT35120-277V | 4ft, AC only, 55W, 3500K, IP66, DLC approved, Gray housing | 90.7 | 15 | 78.9 | 10 | 71 | 5
BS101LEDECO4HTHOWT40120-277V | 4ft, AC only, 55W, 4000K, IP66, DLC approved, Gray housing | 90.7 | 15 | 78.9 | 10 | 71 | 5
BS101LEDECO4HTHOWT50120-277V | 4ft, AC only, 55W, 5000K, IP66, DLC approved, Gray housing | 90.7 | 15 | 78.9 | 10 | 71 | 5
BS101LEDECO4SAHOWT30120-277V | 4ft, AC & EM, 55W, 3000K, IP66, DLC approved, Gray housing | 206.4 | 15 | 179.5 | 10 | 161.5 | 5
BS101LEDECO4SAHOWT35120-277V | 4ft, AC & EM, 55W, 3500K, IP66, DLC approved, Gray housing | 206.4 | 15 | 179.5 | 10 | 161.5 | 5
BS101LEDECO4SAHOWT40120-277V | 4ft, AC & EM, 55W, 4000K, IP66, DLC approved, Gray housing | 206.4 | 15 | 179.5 | 10 | 161.5 | 5
BS101LEDECO4SAHOWT50120-277V | 4ft, AC & EM, 55W, 5000K, IP66, DLC approved, Gray housing | 206.4 | 15 | 179.5 | 10 | 161.5 | 5
BS101LEDECO-347V-480V | 347V - 480V input | 15.5 | 15 | 15.5 | 10 | 15.5 | 5
BS101LEDECO-NOD | Beghelli in-fixture 0-10V, bluetooth, casambi lighting control node solution | 53.5 | 15 | 53.5 | 10 | 53.5 | 5
BS101LEDECO-OS | Beghelli external occ sensor | 40.5 | 15 | 40.5 | 10 | 40.5 | 5
BS101LEDECO-OSB | Beghelli external occ sensor, bluetooth | 64 | 16 | 64 | 11 | 64 | 6
BS101LEDECO-OSBC | Beghelli external occ sensor, casambi | 82.5 | 17 | 82.5 | 12 | 82.5 | 7
BS101LEDECO-FA | fully assembled fixture | contact factory | 15 | contact factory | 10 | contact factory | 5
BS101LEDECO-FP | inline fuse protection (3A) | 10.5 | 15 | 10.5 | 10 | 10.5 | 5
BS101LEDECO-JM | junction mount (unit is no longer wet location, but damp location) | 18.5 | 15 | 18.5 | 10 | 18.5 | 5
BS101LEDECO-SP | surge protection (10KA) | 10.5 | 15 | 10.5 | 10 | 10.5 | 5
BS101LEDECO-SS | stainless steel clips (x8) | 8.5 | 15 | 8.5 | 10 | 8.5 | 5
BS101LEDECO-TPS | tamper proof screws | 18.5 | 15 | 18.5 | 10 | 18.5 | 5
BS101LEDECO-WHT | white housing (MOQ 1000) | contact factory | 15 | contact factory | 10 | contact factory | 5
BS101LEDECO-1PK12WBS14 | 12" pendant mount kit , white (BS101) | 54.4 | 15 | 47.3 | 10 | 42.5 | 5
BS101LEDECO-1PK24WBS14 | 24" pendant mount kit , white (BS101) | 62.7 | 15 | 54.5 | 10 | 49 | 5
BS101LEDECO-1PK48WBS14 | 48" pendant mount kit, white (BS101) | 76.1 | 15 | 66.2 | 10 | 59.5 | 5
BS101LEDECO-1SPK12WBS14 | 12" single swivel pendant kit, white (BS101) | 58.9 | 15 | 51.2 | 10 | 46 | 5
BS101LEDECO-1SPK24WBS14 | 24" single swivel pendant kit, white (BS101) | 61.4 | 15 | 53.4 | 10 | 48 | 5
BS101LEDECO-1SPK48WBS14 | 48" single swivel pendant kit, white (BS101) | 69.7 | 15 | 60.6 | 10 | 54.5 | 5
BS101LEDECO-2AC50 | 50" aircraft cable kit | 34.5 | 15 | 30 | 10 | 27 | 5
BS101LEDECO-2AC72 | 72" aircraft cable kit | 34.5 | 15 | 30 | 10 | 27 | 5
BS101LEDECO-2CH48 | 48" chain hang kit (2 chains, field cuttable) | 14.8 | 15 | 12.8 | 10 | 11.5 | 5
BS101LEDECO-2PK12W | 12" double stem pendant mount kit , white | 57.5 | 15 | 50 | 10 | 45 | 5
BS101LEDECO-2PK24W | 24" double stem pendant mount kit , white | 65.2 | 15 | 56.7 | 10 | 51 | 5
BS101LEDECO-2PK48W | 48" double stem pendant mount kit, white | 81.9 | 15 | 71.2 | 10 | 64 | 5
BS101LEDECO-2SPK12W | 12" double stem swivel pendant mount kit , white | 62.7 | 15 | 54.5 | 10 | 49 | 5
BS101LEDECO-2SPK24W | 24" double stem swivel pendant mount kit , white | 68.4 | 15 | 59.5 | 10 | 53.5 | 5
BS101LEDECO-2SPK48W | 48" double stem swivel pendant mount kit, white | 84.4 | 15 | 73.4 | 10 | 66 | 5
BS101LEDECO-PM | pivot mount | 14.8 | 15 | 12.8 | 10 | 11.5 | 5
BS101LEDECO-QMBWBS14 | quick mount bracket (requires JM mount) (BS101) | 99.1 | 15 | 86.2 | 10 | 77.5 | 5
BS101LEDECO-TM22BS14 | 22" length trunnion mount (BS101) | 85.7 | 15 | 74.5 | 10 | 67 | 5
BS101LEDECO-EMDCB | wireless, self powered, passive infrared motion and lux sensor (enocean) | 168.7 | 15 | 146.7 | 10 | 132 | 5
BS101LEDECO-HHRFSIR | hand held remote to adjust FSP221 occ sensor | 161.7 | 15 | 140.6 | 10 | 126.5 | 5
BS101LEDECO-RLY | Beghelli lighting control module relay, casambi | 109.2 | 15 | 95 | 10 | 85.5 | 5
BS101LEDECO-SW1 | single rocker wall switch, self-powered, dimming, bluetooth | 113.2 | 15 | 98.4 | 10 | 88.5 | 5
BS101LEDECO-TPB | tamper proof driver bit for illumina TPS option | 14.2 | 15 | 12.3 | 10 | 11 | 5
BS101LEDECO-RL | replacement lens | 23 | 15 | 20 | 10 | 18 | 5
BS101LEDECOE4HTHOWT40120-277V | 4ft, AC only, 35W, 4000K, IP65,Gray housing | 62.7 | 15 | 54.5 | 10 | 49 | 5
BS101LEDECOE4HTHOWT50120-277V | 4ft, AC only, 35W, 5000K, IP65,Gray housing | 62.7 | 15 | 54.5 | 10 | 49 | 5
BS101LEDECOE4SAHOWT40120-277V | 4ft, AC & EM, 35W, 4000K, IP65,Gray housing | 172.5 | 15 | 150 | 10 | 135 | 5
BS101LEDECOE4SAHOWT50120-277V | 4ft, AC & EM, 35W, 5000K, IP65,Gray housing | 172.5 | 15 | 150 | 10 | 135 | 5
BS101LEDECOE-FP | inline fuse protection (3A) | 10.5 | 15 | 10.5 | 10 | 10.5 | 5
BS101LEDECOE-JM | junction mount (unit is no longer wet location, but damp location) | 14 | 15 | 14 | 10 | 14 | 5
BS101LEDECOE-PM | pivot mount | 12 | 15 | 12 | 10 | 12 | 5
BS101LEDECOE-SP | surge protection (10KA) | 10.5 | 15 | 10.5 | 10 | 10.5 | 5
BS101LEDECOE-SS | stainless steel clips (x8) | 8.5 | 15 | 8.5 | 10 | 8.5 | 5
BS101LEDECOE-TPS | tamper proof screws | 18.5 | 15 | 18.5 | 10 | 18.5 | 5
BS101LEDECOE-1PK12WBS14 | 12" pendant mount kit , white (BS101) | 54.4 | 15 | 47.3 | 10 | 42.5 | 5
BS101LEDECOE-1PK24WBS14 | 24" pendant mount kit , white (BS101) | 62.7 | 15 | 54.5 | 10 | 49 | 5
BS101LEDECOE-1PK48WBS14 | 48" pendant mount kit, white (BS101) | 76.1 | 15 | 66.2 | 10 | 59.5 | 5
BS101LEDECOE-1SPK12WBS14 | 12" single swivel pendant kit, white (BS101) | 58.9 | 15 | 51.2 | 10 | 46 | 5
BS101LEDECOE-1SPK24WBS14 | 24" single swivel pendant kit, white (BS101) | 61.4 | 15 | 53.4 | 10 | 48 | 5
BS101LEDECOE-1SPK48WBS14 | 48" single swivel pendant kit, white (BS101) | 69.7 | 15 | 60.6 | 10 | 54.5 | 5
BS101LEDECOE-2AC50 | 50" aircraft cable kit | 34.5 | 15 | 30 | 10 | 27 | 5
BS101LEDECOE-2AC72 | 72" aircraft cable kit | 34.5 | 15 | 30 | 10 | 27 | 5
BS101LEDECOE-2CH48 | 48" chain hang kit (2 chains, field cuttable) | 14.8 | 15 | 12.8 | 10 | 11.5 | 5
BS101LEDECOE-2PK12W | 12" double stem pendant mount kit , white | 57.5 | 15 | 50 | 10 | 45 | 5
BS101LEDECOE-2PK24W | 24" double stem pendant mount kit , white | 65.2 | 15 | 56.7 | 10 | 51 | 5
BS101LEDECOE-2PK48W | 48" double stem pendant mount kit, white | 81.9 | 15 | 71.2 | 10 | 64 | 5
BS101LEDECOE-2SPK12W | 12" double stem swivel pendant mount kit , white | 62.7 | 15 | 54.5 | 10 | 49 | 5
BS101LEDECOE-2SPK24W | 24" double stem swivel pendant mount kit , white | 68.4 | 15 | 59.5 | 10 | 53.5 | 5
BS101LEDECOE-2SPK48W | 48" double stem swivel pendant mount kit, white | 84.4 | 15 | 73.4 | 10 | 66 | 5
BS101LEDECOE-PM | pivot mount | 14.8 | 15 | 12.8 | 10 | 11.5 | 5
BS101LEDECOE-QMBWBS14 | quick mount bracket (requires JM mount) (BS101) | 99.1 | 15 | 86.2 | 10 | 77.5 | 5
BS101LEDECOE-TM22BS14 | 22" length trunnion mount (BS101) | 85.7 | 15 | 74.5 | 10 | 67 | 5
BS101LEDECOE-TPB | tamper proof driver bit for illumina TPS option | 14.2 | 15 | 12.3 | 10 | 11 | 5
BS400LED HT LO WT30 120-277V | AC only, 30W, 3000K | 232.6 | 15 | 202.3 | 10 | 182 | 5
BS400LED HT LO WT40 120-277V | AC only, 30W, 4000K | 232.6 | 15 | 202.3 | 10 | 182 | 5
BS400LED HT LO WT50 120-277V | AC only, 30W, 5000K | 232.6 | 15 | 202.3 | 10 | 182 | 5
BS400LED HT MO WT30 120-277V | AC only, 45W, 3000K | 232.6 | 15 | 202.3 | 10 | 182 | 5
BS400LED HT MO WT40 120-277V | AC only, 45W, 4000K | 232.6 | 15 | 202.3 | 10 | 182 | 5
BS400LED HT MO WT50 120-277V | AC only, 45W, 5000K | 232.6 | 15 | 202.3 | 10 | 182 | 5
BS400LED HT HO WT30 120-277V | AC only, 60W, 3000K | 232.6 | 15 | 202.3 | 10 | 182 | 5
BS400LED HT HO WT40 120-277V | AC only, 60W, 4000K | 232.6 | 15 | 202.3 | 10 | 182 | 5
BS400LED HT HO WT50 120-277V | AC only, 60W, 5000K | 232.6 | 15 | 202.3 | 10 | 182 | 5
BS400LED SA LO WT30 120-277V | AC & EM, 30W, 3000K | 360.3 | 15 | 313.4 | 10 | 282 | 5
BS400LED SA LO WT40 120-277V | AC & EM, 30W, 4000K | 360.3 | 15 | 313.4 | 10 | 282 | 5
BS400LED SA LO WT50 120-277V | AC & EM, 30W, 5000K | 360.3 | 15 | 313.4 | 10 | 282 | 5
BS400LED SA MO WT30 120-277V | AC & EM, 45W, 3000K | 360.3 | 15 | 313.4 | 10 | 282 | 5
BS400LED SA MO WT40 120-277V | AC & EM, 45W, 4000K | 360.3 | 15 | 313.4 | 10 | 282 | 5
BS400LED SA MO WT50 120-277V | AC & EM, 45W, 5000K | 360.3 | 15 | 313.4 | 10 | 282 | 5
BS400LED-347V/480V | 347V/480V input | 22.5 | 15 | 22.5 | 10 | 22.5 | 5
BS400LED-IS | Beghelli integral PIR occ sensor, bi-level dimming | 31.5 | 15 | 31.5 | 10 | 31.5 | 5
BS400LED-FSP221 | integral occ sensor (wattstopper fsp221) | 81.5 | 15 | 81.5 | 10 | 81.5 | 5
BS400LED-NOD | Beghelli in-fixture 0-10V, bluetooth, casambi lighting control node solution | 53.5 | 15 | 53.5 | 10 | 53.5 | 5
BS400LED-EMCT (SA LO & MO MODELS) | integrated cold temperature emergency pack (-20C) | 198 | 15 | 198 | 10 | 198 | 5
BS400LED-EMRMT (HT ONLY) | remote mount emergency backup w/ 90 min runtime | 140.5 | 15 | 140.5 | 10 | 140.5 | 5
BS400LED-FP | inline fuse protection (3A) | 10.5 | 15 | 10.5 | 10 | 10.5 | 5
BS400LED-SP | surge protection (10KA) | 10.5 | 15 | 10.5 | 10 | 10.5 | 5
BS400LED-1PK12WBS400 | 12" pendant mount kit, white (BS400) | 71 | 15 | 61.7 | 10 | 55.5 | 5
BS400LED-1PK24WBS400 | 24" pendant mount kit , white (BS400) | 77.4 | 15 | 67.3 | 10 | 60.5 | 5
BS400LED-1PK48WBS400 | 48" pendant mount kit, white | 93.4 | 15 | 81.2 | 10 | 73 | 5
BS400LED-1SPK12WBS400 | 12" swivel pendant kit (BS400) | 81.9 | 15 | 71.2 | 10 | 64 | 5
BS400LED-1SPK24WBS400 | 24" swivel pendant kit (BS400) | 88.9 | 15 | 77.3 | 10 | 69.5 | 5
BS400LED-1SPK48WBS400 | 48" swivel pendant kit (BS400) | 100.4 | 15 | 87.3 | 10 | 78.5 | 5
BS400LED-1XAC50 | 50" adjustable aircraft cable | 51.8 | 15 | 45 | 10 | 40.5 | 5
BS400LED-1XAC72 | 72" adjustable aircraft cable | 55.7 | 15 | 48.4 | 10 | 43.5 | 5
BS400LED-4CH48 | 48" chain hang kit , 4 pieces (field cuttable) | 26.9 | 15 | 23.4 | 10 | 21 | 5
BS400LED-TM22BS400 | 22" height trunnion mount (BS400) | 118.2 | 15 | 102.8 | 10 | 92.5 | 5
BS400LED-EMDCB | wireless, self powered, passive infrared motion and lux sensor (enocean) | 168.7 | 15 | 146.7 | 10 | 132 | 5
BS400LED- HHR FSIR | hand held remote to adjust FSP221 occ sensor | 161.7 | 15 | 140.6 | 10 | 126.5 | 5
BS400LED-RLY | Beghelli lighting control module relay, casambi | 109.2 | 15 | 95 | 10 | 85.5 | 5
BS400LED-SW1 | single rocker wall switch, self-powered, dimming, bluetooth | 113.2 | 15 | 98.4 | 10 | 88.5 | 5
BS400PLUS HT LO WT40 120-277V | AC only, 80W, 4000K, 120-277V | 292.6 | 15 | 254.5 | 10 | 229 | 5
BS400PLUS HT LO WT50 120-277V | AC only, 80W, 5000K, 120-277V | 292.6 | 15 | 254.5 | 10 | 229 | 5
BS400PLUS HT MO WT40 120-277V | AC only, 100W, 4000K, 120-277V | 300.3 | 15 | 261.2 | 10 | 235 | 5
BS400PLUS HT MO WT50 120-277V | AC only, 100W, 5000K, 120-277V | 300.3 | 15 | 261.2 | 10 | 235 | 5
BS400PLUS-347V/480V | 347V/480V input | 22.5 | 15 | 22.5 | 10 | 22.5 | 5
BS400PLUS-ASY | asymetrical distribution | consult factory (leadtime & MOQ may apply) | 15 | consult factory (leadtime & MOQ may apply) | 10 | consult factory (leadtime & MOQ may apply) | 5
BS400PLUS-IS | Beghelli integral PIR occ sensor, bi-level dimming | 31.5 | 15 | 31.5 | 10 | 31.5 | 5
BS400PLUS-FSP221 | integral occ sensor (wattstopper fsp221) | 81.5 | 15 | 81.5 | 10 | 81.5 | 5
BS400PLUS-NOD | Beghelli in-fixture 0-10V, bluetooth, casambi lighting control node solution | 53.5 | 15 | 53.5 | 10 | 53.5 | 5
BS400PLUS-EM | emergency back-up remote | 140.5 | 15 | 140.5 | 10 | 140.5 | 5
BS400PLUS-FP | fuse protection - 3A | 10.5 | 15 | 10.5 | 10 | 10.5 | 5
BS400PLUS-SP | surge protector (10KA) | 10.5 | 15 | 10.5 | 10 | 10.5 | 5
BS400PLUS-1PK12WBS400 | 12" pendant mount kit, white (BS400) | 71 | 15 | 61.7 | 10 | 55.5 | 5
BS400PLUS-1PK24WBS400 | 24" pendant mount kit , white (BS400) | 77.4 | 15 | 67.3 | 10 | 60.5 | 5
BS400PLUS-1PK48WBS400 | 48" pendant mount kit, white | 93.4 | 15 | 81.2 | 10 | 73 | 5
BS400PLUS-1SPK12WBS400 | 12" swivel pendant kit (BS400) | 81.9 | 15 | 71.2 | 10 | 64 | 5
BS400PLUS-1SPK24WBS400 | 24" swivel pendant kit (BS400) | 88.9 | 15 | 77.3 | 10 | 69.5 | 5
BS400PLUS-1SPK48WBS400 | 48" swivel pendant kit (BS400) | 100.4 | 15 | 87.3 | 10 | 78.5 | 5
BS400PLUS-1XAC50 | 50" adjustable aircraft cable | 51.8 | 15 | 45 | 10 | 40.5 | 5
BS400PLUS-1XAC72 | 72" adjustable aircraft cable | 55.7 | 15 | 48.4 | 10 | 43.5 | 5
BS400PLUS-4CH48 | 48" chain hang kit , 4 pieces (field cuttable) | 26.9 | 15 | 23.4 | 10 | 21 | 5
BS400PLUS-TM22BS400 | 22" height trunnion mount (BS400) | 118.2 | 15 | 102.8 | 10 | 92.5 | 5
BS400PLUS-EMDCB | wireless, self powered, passive infrared motion and lux sensor (enocean) | 168.7 | 15 | 146.7 | 10 | 132 | 5
BS400PLUS-HHR FSIR | hand held remote to adjust FSP221 occ sensor | 161.7 | 15 | 140.6 | 10 | 126.5 | 5
BS400PLUS-RLY | Beghelli lighting control module relay, casambi | 109.2 | 15 | 95 | 10 | 85.5 | 5
BS400PLUS-SW1 | single rocker wall switch, self-powered, dimming, bluetooth | 113.2 | 15 | 98.4 | 10 | 88.5 | 5
HZCAS100HTMO5KC | AC only, 20W, 2000 lm, 5000K, wide beam distribution (120°), ceiling mount, 0-10V dimming, 120-277V, gray | 197.4 | 15 | 171.7 | 10 | 154.5 | 5
HZCAS100HTMO5KW90 | AC only, 20W, 5000K, wide beam distribution (120°), 90deg wall mount, 0-10V dimming, 120-277V, gray | 244.1 | 15 | 212.3 | 10 | 191 | 5
HZCAS100HTHO5KC | AC only, 30W, 5000K, wide beam distribution (120°), ceiling mount, 0-10V dimming, 120-277V, gray | 227.4 | 15 | 197.8 | 10 | 178 | 5
HZCAS100HTHO5KW90 | AC only, 30W, 5000K, wide beam distribution (120°), 90deg wall mount, 0-10V dimming, 120-277V, gray | 246.6 | 15 | 214.5 | 10 | 193 | 5
HZCAS150HTMODIMWT50120-277V | AC only, 30W, 5000K, wide beam distribution (120°), gray housing, 120-277V, 0-10V dimming | 532 | 15 | 462.8 | 10 | 416.5 | 5
HZCAS150HTHODIMWT50120-277V | AC only, 40W, 5000K, wide beam distribution (120°), gray housing, 120-277V, 0-10V dimming | 564.6 | 15 | 491.2 | 10 | 442 | 5
HZCAS150-BAA | Buy American Act | 157.5 | 15 | 157.5 | 10 | 157.5 | 5
HZCAS300HTXLODIMWT50120-277V | AC only, 60W, 5000K, wide beam distribution (120°), gray housing, 120-277V | 402.3 | 15 | 350 | 10 | 315 | 5
HZCAS300HTVLODIMWT40120-277V | AC only, 80W, 4000K, wide beam distribution (120°), gray housing, 120-277V, 0-10V dimming | 458 | 15 | 398.4 | 10 | 358.5 | 5
HZCAS300HTVLODIMWT50120-277V | AC only, 80W, 5000K, wide beam distribution (120°), gray housing, 120-277V, 0-10V dimming | 458 | 15 | 398.4 | 10 | 358.5 | 5
HZCAS300HTLODIMWT50120-277V | AC only, 100W, 5000K, wide beam distribution (120°), gray housing, 120-277V, 0-10V dimming | 512.2 | 15 | 445.6 | 10 | 401 | 5
HZCAS300HTMODIMWT40120-277V | AC only, 150W, 4000K, wide beam distribution (120°), gray housing, 120-277V, 0-10V dimming | 586.3 | 15 | 510 | 10 | 459 | 5
HZCAS300HTMODIMWT50120-277V | AC only, 150W, 5000K, wide beam distribution (120°), gray housing, 120-277V, 0-10V dimming | 586.3 | 15 | 510 | 10 | 459 | 5
HZCAS300HTHODIMWT40120-277V | AC only, 200W, 4000K, wide beam distribution (120°), gray housing, 120-277V, 0-10V dimming | 644.4 | 15 | 560.6 | 10 | 504.5 | 5
HZCAS300HTHODIMWT50120-277V | AC only, 200W, 5000K, wide beam distribution (120°), gray housing, 120-277V, 0-10V dimming | 644.4 | 15 | 560.6 | 10 | 504.5 | 5
HZCAS300HTVHODIMWT50120-277V | AC only, 250W, 5000K, wide beam distribution (120°), gray housing, 120-277V, 0-10V dimming | 748.6 | 15 | 651.2 | 10 | 586 | 5
HZCAS300HTWHODIMWT50120-277V | AC only, 300W, 5000K, wide beam distribution (120°), gray housing, 120-277V, 0-10V dimming | 776.6 | 15 | 675.6 | 10 | 608 | 5
HZCAS300HTXHODIMWT50120-277V | AC only, 400W, 5000K, wide beam distribution (120°), gray housing, 120-277V, 0-10V dimming | 858.3 | 15 | 746.7 | 10 | 672 | 5
HZCAS300-BAA | Buy American Act | 120 | 15 | 120 | 10 | 120 | 5
HZCAS310HTVLODIMWT40120-277V | AC only, 60W, 4000K, wide beam distribution (120°), gray housing, 120-277V, 0-10V dimming | 784.9 | 15 | 682.8 | 10 | 614.5 | 5
HZCAS310HTVLODIMWT50120-277V | AC only, 60W, 5000K, wide beam distribution (120°), gray housing, 120-277V, 0-10V dimming | 784.9 | 15 | 682.8 | 10 | 614.5 | 5
HZCAS310HTLODIMWT40120-277V | AC only, 80W, 4000K, wide beam distribution (120°), gray housing, 120-277V, 0-10V dimming | 882 | 15 | 767.3 | 10 | 690.5 | 5
HZCAS310HTLODIMWT50120-277V | AC only, 80W, 5000K, wide beam distribution (120°), gray housing, 120-277V, 0-10V dimming | 882 | 15 | 767.3 | 10 | 690.5 | 5
HZCAS310HTMODIMWT40120-277V | AC only, 100W, 4000K, wide beam distribution (120°), gray housing, 120-277V, 0-10V dimming | 914.5 | 15 | 795.6 | 10 | 716 | 5
HZCAS310HTMODIMWT50120-277V | AC only, 100W, 5000K, wide beam distribution (120°), gray housing, 120-277V, 0-10V dimming | 914.5 | 15 | 795.6 | 10 | 716 | 5
HZCAS310HTHODIMWT40120-277V | AC only, 150W, 4000K, wide beam distribution (120°), gray housing, 120-277V, 0-10V dimming | 946.5 | 15 | 823.4 | 10 | 741 | 5
HZCAS310HTHODIMWT50120-277V | AC only, 150W, 5000K, wide beam distribution (120°), gray housing, 120-277V, 0-10V dimming | 946.5 | 15 | 823.4 | 10 | 741 | 5
HZCAS310HTVHODIMWT50120-277V | AC only, 250W, 5000K, wide beam distribution (120°), gray housing, 120-277V, 0-10V dimming | 1083.2 | 15 | 942.3 | 10 | 848 | 5
HZCAS310-BAA | Buy American Act | 212.5 | 15 | 212.5 | 10 | 212.5 | 5
HZCAS320HTVLODIMWT50120-277V | AC only, 60W, 5000K, wide beam distribution (120°), gray housing, 120-277V, 0-10V dimming | 869.2 | 15 | 756.2 | 10 | 680.5 | 5
HZCAS320HTLODIMWT40120-277V | AC only, 80W, 4000K, wide beam distribution (120°), gray housing, 120-277V, 0-10V dimming | 901.1 | 15 | 783.9 | 10 | 705.5 | 5
HZCAS320HTLODIMWT50120-277V | AC only, 80W, 5000K, wide beam distribution (120°), gray housing, 120-277V, 0-10V dimming | 901.1 | 15 | 783.9 | 10 | 705.5 | 5
HZCAS320HTMODIMWT50120-277V | AC only, 100W, 5000K, wide beam distribution (120°), gray housing, 120-277V, 0-10V dimming | 1101 | 15 | 957.8 | 10 | 862 | 5
HZCAS320HTHODIMWT40120-277V | AC only, 150W, 4000K, wide beam distribution (120°), gray housing, 120-277V, 0-10V dimming | 1165.5 | 15 | 1013.9 | 10 | 912.5 | 5
HZCAS320HTHODIMWT50120-277V | AC only, 150W, 5000K, wide beam distribution (120°), gray housing, 120-277V, 0-10V dimming | 1165.5 | 15 | 1013.9 | 10 | 912.5 | 5
HZCAS320-BAA | Buy American Act | 286.5 | 15 | 286.5 | 10 | 286.5 | 5
HZCAS35MHTLO5K | Hazardous flood/highbay/area, 60W LED, 5000K CCT, 140LPW, 100-277V, 0-10V dimming, 120deg beam angle, glass lens, bracket mount, Class I-Div 2 haz rating, UL1598A, IP66, -40C to 50C, marine grade gray finish | 377.5 | 15 | 328.4 | 10 | 295.5 | 5
HZCAS35MHTMO5K | Hazardous flood/highbay/area, 80W LED, 5000K CCT, 140LPW, 100-277V, 0-10V dimming, 120deg beam angle, glass lens, bracket mount, Class I-Div 2 haz rating, UL1598A, IP66, -40C to 50C, marine grade gray finish | 472 | 15 | 410.6 | 10 | 369.5 | 5
HZCAS35MHTHO4K | Hazardous flood/highbay/area, 100W LED, 4000K CCT, 140LPW, 100-277V, 0-10V dimming, 120deg beam angle, glass lens, bracket mount, Class I-Div 2 haz rating, UL1598A, IP66, -40C to 50C, marine grade gray finish | 507.2 | 15 | 441.2 | 10 | 397 | 5
HZCAS35MHTHO5K | Hazardous flood/highbay/area, 100W LED, 5000K CCT, 140LPW, 100-277V, 0-10V dimming, 120deg beam angle, glass lens, bracket mount, Class I-Div 2 haz rating, UL1598A, IP66, -40C to 50C, marine grade gray finish | 507.2 | 15 | 441.2 | 10 | 397 | 5
HZCAS35LHTMO5K | Hazardous flood/highbay/area, 150W LED, 5000K CCT, 140LPW, 100-277V, 0-10V dimming, 120deg beam angle, glass lens, bracket mount, Class I-Div 2 haz rating, UL1598A, IP66, -40C to 50C, marine grade gray finish | 553.7 | 15 | 481.7 | 10 | 433.5 | 5
HZCAS35LHTHO4K | Hazardous flood/highbay/area, 200W LED, 4000K CCT, 140LPW, 100-277V, 0-10V dimming, 120deg beam angle, glass lens, bracket mount, Class I-Div 2 haz rating, UL1598A, IP66, -40C to 50C, marine grade gray finish | 590.2 | 15 | 513.4 | 10 | 462 | 5
HZCAS35LHTHO5K | Hazardous flood/highbay/area, 200W LED, 5000K CCT, 140LPW, 100-277V, 0-10V dimming, 120deg beam angle, glass lens, bracket mount, Class I-Div 2 haz rating, UL1598A, IP66, -40C to 50C, marine grade gray finish | 590.2 | 15 | 513.4 | 10 | 462 | 5
HZCAS35XHTLO5K | Hazardous flood/highbay/area, 250W LED, 5000K CCT, 140LPW, 100-277V, 0-10V dimming, 120deg beam angle, glass lens, bracket mount, Class I-Div 2 haz rating, UL1598A, IP66, -40C to 50C, marine grade gray finish | 825.1 | 15 | 717.8 | 10 | 646 | 5
HZCAS35XHTMO5K | Hazardous flood/highbay/area, 300W LED, 5000K CCT, 140LPW, 100-277V, 0-10V dimming, 120deg beam angle, glass lens, bracket mount, Class I-Div 2 haz rating, UL1598A, IP66, -40C to 50C, marine grade gray finish | 873 | 15 | 759.5 | 10 | 683.5 | 5
HZCAS35XHTHO5K | Hazardous flood/highbay/area, 400W LED, 5000K CCT, 140LPW, 100-277V, 0-10V dimming, 120deg beam angle, glass lens, bracket mount, Class I-Div 2 haz rating, UL1598A, IP66, -40C to 50C, marine grade gray finish | 942.6 | 15 | 820 | 10 | 738 | 5
HZCAS35-BAA | Buy American Act | 91.5 | 15 | 91.5 | 10 | 91.5 | 5
HZCAS4002HTLODIMWT50120-277V | AC only, 2 ft, 30W, 5000K, wide beam distribution (120°), gray housing, 120-277V, 0-10V dimming | 564.6 | 15 | 491.2 | 10 | 442 | 5
HZCAS4002HTMODIMWT50120-277V | AC only, 2 ft, 40W, 5000K, wide beam distribution (120°), gray housing, 120-277V, 0-10V dimming | 571 | 15 | 496.7 | 10 | 447 | 5
HZCAS4004HTHODIMWT40120-277V | AC only, 4 ft, 50W, 4000K, wide beam distribution (120°), gray housing, 120-277V, 0-10V dimming | 700.6 | 15 | 609.5 | 10 | 548.5 | 5
HZCAS4004HTHODIMWT50120-277V | AC only, 4 ft, 50W, 5000K, wide beam distribution (120°), gray housing, 120-277V, 0-10V dimming | 700.6 | 15 | 609.5 | 10 | 548.5 | 5
HZCAS4004HTVHODIMWT50120-277V | AC only, 4 ft, 60W, 5000K, wide beam distribution (120°), gray housing, 120-277V, 0-10V dimming | 717.2 | 15 | 623.9 | 10 | 561.5 | 5
HZCAS400-BAA | Buy American Act | 178 | 15 | 178 | 10 | 178 | 5
HZCAS5102HTLODIMWT50120-277V | AC only, 2 ft, 40W, 5000K, wide beam distribution (120°), gray housing, 120-277V, 0-10V dimming | 595.2 | 15 | 517.8 | 10 | 466 | 5
HZCAS5104HTLODIMWT40120-277V | AC only, 4 ft, 40W, 4000K, wide beam distribution (120°), gray housing, 120-277V, 0-10V dimming | 726.1 | 15 | 631.7 | 10 | 568.5 | 5
HZCAS5104HTLODIMWT50120-277V | AC only, 4 ft, 40W, 5000K, wide beam distribution (120°), gray housing, 120-277V, 0-10V dimming | 726.1 | 15 | 631.7 | 10 | 568.5 | 5
HZCAS5104HTMODIMWT40120-277V | AC only, 4 ft, 60W, 4000K, wide beam distribution (120°), gray housing, 120-277V, 0-10V dimming | 765.1 | 15 | 665.6 | 10 | 599 | 5
HZCAS5104HTMODIMWT50120-277V | AC only, 4 ft, 60W, 5000K, wide beam distribution (120°), gray housing, 120-277V, 0-10V dimming | 765.1 | 15 | 665.6 | 10 | 599 | 5
HZCAS5104HTHODIMWT50120-277V | AC only, 4 ft, 80W, 5000K, wide beam distribution (120°), gray housing, 120-277V, 0-10V dimming | 797.6 | 15 | 693.9 | 10 | 624.5 | 5
HZCAS510-BAA | Buy American Act | 203 | 15 | 203 | 10 | 203 | 5
HZCAS6002HTVLODIMWT40120-277V | AC only, 2 ft, 40W, 4000K, wide beam distribution (120°), gray housing, 120-277V, 0-10V dimming | 1108.7 | 15 | 964.5 | 10 | 868 | 5
HZCAS6002HTVLODIMWT50120-277V | AC only, 2 ft, 40W, 5000K, wide beam distribution (120°), gray housing, 120-277V, 0-10V dimming | 1108.7 | 15 | 964.5 | 10 | 868 | 5
HZCAS6002HTLODIMWT50120-277V | AC only, 2 ft, 50W, 5000K, wide beam distribution (120°), gray housing, 120-277V, 0-10V dimming | 1165.5 | 15 | 1013.9 | 10 | 912.5 | 5
HZCAS6004HTVLODIMWT40120-277V | AC only, 4 ft, 40W, 4000K, wide beam distribution (120°), gray housing, 120-277V, 0-10V dimming | 1231.9 | 15 | 1071.7 | 10 | 964.5 | 5
HZCAS6004HTVLODIMWT50120-277V | AC only, 4 ft, 40W, 5000K, wide beam distribution (120°), gray housing, 120-277V, 0-10V dimming | 1231.9 | 15 | 1071.7 | 10 | 964.5 | 5
HZCAS6004HTMODIMWT40120-277V | AC only, 4 ft, 60W, 4000K, wide beam distribution (120°), gray housing, 120-277V, 0-10V dimming | 1269.6 | 15 | 1104.5 | 10 | 994 | 5
HZCAS6004HTMODIMWT50120-277V | AC only, 4 ft, 60W, 5000K, wide beam distribution (120°), gray housing, 120-277V, 0-10V dimming | 1269.6 | 15 | 1104.5 | 10 | 994 | 5
HZCAS6004HTHODIMWT40120-277V | AC only, 4 ft, 80W, 4000K, wide beam distribution (120°), gray housing, 120-277V, 0-10V dimming | 1355.1 | 15 | 1178.9 | 10 | 1061 | 5
HZCAS6004HTHODIMWT50120-277V | AC only, 4 ft, 80W, 5000K, wide beam distribution (120°), gray housing, 120-277V, 0-10V dimming | 1355.1 | 15 | 1178.9 | 10 | 1061 | 5
HZCAS6004HTVHODIMWT50120-277V | AC only, 4 ft, 100W, 5000K, wide beam distribution (120°), gray housing, 120-277V, 0-10V dimming | 1467.5 | 15 | 1276.7 | 10 | 1149 | 5
HZCAS600-BAA | Buy American Act | 314 | 15 | 314 | 10 | 314 | 5
HZCAS-EM | emergency (CONSULT SPEC SHEETS FOR MODELS AVAILABLE WITH EMERGENCY OPTION, NOT ALL MODELS AVAILABLE, LEAD TIME APPLIES) | 92.5 | 15 | 92.5 | 10 | 92.5 | 5
HZCAS-HV | high voltage (200-480V), consult factory for availability | 92.5 | 15 | 92.5 | 10 | 92.5 | 5
HZCAS-HZCH39 | single 39" chain hang (can be field shortened) | 48.7 | 15 | 42.3 | 10 | 38 | 5
HZCAS-HZHOOK | hook mount | 48.7 | 15 | 42.3 | 10 | 38 | 5
HZCAS-HZJBOX | J box | 217.2 | 15 | 188.9 | 10 | 170 | 5
HZCAS-HZPK12 | 12" pendant stem | 48.7 | 15 | 42.3 | 10 | 38 | 5
HZCAS-HZSTN25 | stanchion 25° | 188.4 | 15 | 163.9 | 10 | 147.5 | 5
HZCAS-HZSTN90 | stanchion 90° | 188.4 | 15 | 163.9 | 10 | 147.5 | 5
HZCAS-HZSTW | stanchion wall mount | 119.5 | 15 | 103.9 | 10 | 93.5 | 5
HZCAS-HZWM25 | wall mount 25° (includes hazardous rated j-box) | 283 | 15 | 246.2 | 10 | 221.5 | 5
HZCAS-HZWM90 | wall mount 90° (includes hazardous rated j-box) | 283 | 15 | 246.2 | 10 | 221.5 | 5
CASHTLOWT30WBD120-277V | AC only, 30W, 3000K, wide beam distribution (120°), gray housing | 228.7 | 15 | 198.9 | 10 | 179 | 5
CASHTMOWT30WBD120-277V | AC only, 100W, 3000K, wide beam distribution (120°), gray housing | 496.9 | 15 | 432.3 | 10 | 389 | 5
DRCHT | Decorative LED Mid to Lowbay, AC only | 484.2 | 15 | 421.2 | 10 | 379 | 5
DRCSA | Decorative LED Mid to Lowbay, AC & EM | 867.3 | 15 | 754.5 | 10 | 679 | 5
DRCGHT | Decorative LED Mid to Lowbay with Glass Trim Ring, AC only | 701.2 | 15 | 610 | 10 | 549 | 5
DRCGSA | Decorative LED Mid to Lowbay with Glass Trim Ring, AC & EM | 1020.5 | 15 | 887.8 | 10 | 799 | 5
DRC-VLO | very low output (3766-4740lm) | 0 | 15 | 0 | 10 | 0 | 5
DRC-LO | low output (6277-7900lm) | 0 | 15 | 0 | 10 | 0 | 5
DRC-MO | medium output (8788-11059lm) | 0 | 15 | 0 | 10 | 0 | 5
DRC-HO | high output (11298-14220lm) | 0 | 15 | 0 | 10 | 0 | 5
DRC-3K | 3000K | 0 | 15 | 0 | 10 | 0 | 5
DRC-4K | 4000K | 0 | 15 | 0 | 10 | 0 | 5
DRC-5K | 5000K | 0 | 15 | 0 | 10 | 0 | 5
DRC-AC12 | 12" acrylic refractor | 0 | 15 | 0 | 10 | 0 | 5
DRC-AC16 | 16" acrylic refractor in DRC only (no glass trim) | 32.5 | 15 | 28.3 | 10 | 25.5 | 5
DRC-AC16 | 16" acrylic refractor in DRCG with glass trim | 61.4 | 15 | 53.4 | 10 | 48 | 5
DRC-AL12 | 12" aluminum reflector | 0 | 15 | 0 | 10 | 0 | 5
DRC-S | Bengal silver (standard) | 0 | 15 | 0 | 10 | 0 | 5
DRC-CC | custom color | contact factory | 15 | contact factory | 10 | contact factory | 5
DRC-HV | 347V - 480V input | 15.5 | 15 | 15.5 | 10 | 15.5 | 5
DRC-NOD | Beghelli in-fixture 0-10V, bluetooth, casambi lighting control node solution | 50 | 15 | 50 | 10 | 50 | 5
DRC-PK | pendant kit ready (must be ordered with PK accessories) | 15.5 | 15 | 15.5 | 10 | 15.5 | 5
DRC-1CH48 | 48" single chain kit (field cuttable) | 21.2 | 15 | 18.4 | 10 | 16.5 | 5
DRC-1AC72HK | 72" fully adjustable aircraft cable kit with hook | 28.2 | 15 | 24.5 | 10 | 22 | 5
DRC-1PK12B38 | 12" pendant kit (3/8" IP), black (requires PK option) | 17.3 | 15 | 15 | 10 | 13.5 | 5
DRC-1PK24B38 | 24" pendant kit (3/8" IP), black (requires PK option) | 19.9 | 15 | 17.3 | 10 | 15.5 | 5
DRC-1PK48B38 | 48" pendant kit (3/8" IP), black (requires PK option) | 28.2 | 15 | 24.5 | 10 | 22 | 5
DRC-1PK12W38 | 12" pendant kit (3/8" IP), black (requires PK option) | 17.3 | 15 | 15 | 10 | 13.5 | 5
DRC-1PK24W38 | 24" pendant kit (3/8" IP), white (requires PK option) | 19.9 | 15 | 17.3 | 10 | 15.5 | 5
DRC-1PK48W38 | 48" pendant kit (3/8" IP), white (requires PK option) | 28.2 | 15 | 24.5 | 10 | 22 | 5
DRC-1SPK12B38 | 12" swivel pendant kit (3/8" IP), black (requires PK option) | 23 | 15 | 20 | 10 | 18 | 5
DRC-1SPK24B38 | 24" swivel pendant kit (3/8" IP), black (requires PK option) | 28.2 | 15 | 24.5 | 10 | 22 | 5
DRC-1SPK48B38 | 48" swivel pendant kit (3/8" IP), black (requires PK option) | 39 | 15 | 33.9 | 10 | 30.5 | 5
DRC-1SPK12W38 | 12" swivel pendant kit (3/8" IP), white (requires PK option) | 23 | 15 | 20 | 10 | 18 | 5
DRC-1SPK24W38 | 24" swivel pendant kit (3/8" IP), white (requires PK option) | 28.2 | 15 | 24.5 | 10 | 22 | 5
DRC-1SPK48W38 | 48" swivel pendant kit (3/8" IP), white (requires PK option) | 39 | 15 | 33.9 | 10 | 30.5 | 5
DRC-EMDCB | wireless, self powered, passive infrared motion and lux sensor (enocean) | 168.7 | 15 | 146.7 | 10 | 132 | 5
DRC-RLY | Beghelli lighting control module relay, casambi | 109.2 | 15 | 95 | 10 | 85.5 | 5
DRC-RSDC | Beghelli room sensor, wireless, Casambi bluetooth mesh, 12-24VDC | 122.7 | 15 | 106.7 | 10 | 96 | 5
DRC-SW1 | single rocker wall switch, self-powered, dimming, bluetooth | 113.2 | 15 | 98.4 | 10 | 88.5 | 5
FSVTSEL4HT | NSF vaportite highbay, 47.2", 165/ 135/ 105W selectable, 3500/ 4000/ 5000K CCT selectable, 80CRI, 120-277V, 0-10VDC dim-to-off, light gray | 223.6 | 15 | 194.5 | 10 | 175 | 5
FSVT-EM | factory installed EM kit | 120 | 15 | 120 | 10 | 120 | 5
FSVT-FSVTAC | aircraft cable kit for FSVT fixture, 3' | 20.5 | 15 | 17.8 | 10 | 16 | 5
FSVT-FSVTEM | emergency battery backup for FSVT, 15W (≈ 1950 lm) | 134.2 | 15 | 116.7 | 10 | 105 | 5
FSVT-FSVTOSKIT | external PIR occ sensor kit | 34 | 15 | 29.5 | 10 | 26.5 | 5
FSVT-RCH06R | remote for FSVT & FSHB occ sensors | 47.4 | 15 | 41.2 | 10 | 37 | 5
FSHBHT155KW | NSF round highbay, 150W, 21.9K lm, 5000K CCT, 80CRI, 120-277V, 0-10VDC dimming (to off), -40 to 45C, white | 223.6 | 15 | 194.5 | 10 | 175 | 5
FSHBHT205KW | NSF round highbay, 200W, 29.2K lm, 5000K CCT, 80CRI, 120-277V, 0-10VDC dimming (to off), -40 to 45C, white | 266.4 | 15 | 231.7 | 10 | 208.5 | 5
FSHBHT155KWOS | NSF round highbay, 150W, 29.2K lm, 5000K CCT, 80CRI, 120-277V, 0-10VDC dimming (to off), -40 to 45C, white, microwave occ sensor | 253.6 | 15 | 220.6 | 10 | 198.5 | 5
FSHBHT205KWOS | NSF round highbay, 200W, 29.2K lm, 5000K CCT, 80CRI, 120-277V, 0-10VDC dimming (to off), -40 to 45C, white, microwave occ sensor | 294.5 | 15 | 256.2 | 10 | 230.5 | 5
FSHB-FSHBEM25 | 25W emergency battery backup for 150W model (≈ 3650 lm) | 235.1 | 15 | 204.5 | 10 | 184 | 5
FSHB-FSHBEM40 | 40W emergency battery backup for 200W model, 40W (≈ 5840 lm) | 276.6 | 15 | 240.6 | 10 | 216.5 | 5
FSHB-RCH06R | remote for FSVT & FSHB occ sensors | 47.4 | 15 | 41.2 | 10 | 37 | 5
MEZLEDSABLK120/277V | 2x6W LED, AC & EM, black, 120/277V | 186.6 | 15 | 162.3 | 10 | 146 | 5
MEZLEDSABLK120/277VCL | 2x6W LED, AC & EM, black, 120/277V, cold location -30°C to 50°C | 198.9 | 15 | 173 | 10 | 155.7 | 5
MEZLEDSADBZ120/277V | 2x6W LED, AC & EM dark bronze, 120/277V | 186.6 | 15 | 162.3 | 10 | 146 | 5
MEZLEDSADBZ120/277VCL | 2x6W LED, AC & EM, dark bronze, 120/277V, cold location -30°C to 50°C | 198.9 | 15 | 173 | 10 | 155.7 | 5
MEZLEDSANIK120/277V | 2x6W LED, AC & EM, nickel, 120/277V | 186.6 | 15 | 162.3 | 10 | 146 | 5
MEZLEDSANIK120/277VCL | 2x6W LED, AC & EM, nickel, 120/277V, cold location -30°C to 50°C | 198.9 | 15 | 173 | 10 | 155.7 | 5
MEZLEDSAWHT120/277V | 2x6W LED, AC & EM, white, 120/277V | 186.6 | 15 | 162.3 | 10 | 146 | 5
MEZLEDSAWHT120/277VCL | 2x6W LED, AC & EM, white, 120/277V, cold location -30°C to 50°C | 198.9 | 15 | 173 | 10 | 155.7 | 5
MEZ-T20 | Title 20 compliant | 12.9 | 15 | 12.9 | 10 | 12.9 | 5
MEZ-WG6DX11LX7WWHT | wireguard, 6"D X 11"L X 7"W, white | 67.8 | 15 | 58.9 | 10 | 53 | 5
MPLSEL25HTT3 | Flood/area, AC only, LED, 3000/4000/ 5000K selectable, lumens selectable up to 25K, type 3 distribution, dark bronze, IP65, 3G, DLC PREMIUM | 152.1 | 15 | 132.3 | 10 | 119 | 5
MPLSEL25HTT5 | Flood/area, AC only, LED, 3000/4000/ 5000K selectable, lumens selectable up to 25K, type 5 distribution, dark bronze, IP65, 3G, DLC PREMIUM | 152.1 | 15 | 132.3 | 10 | 119 | 5
MPLSEL40HTT3 | Flood/area, AC only, LED, 3000/4000/ 5000K selectable, lumens selectable up to 40K, type 3 distribution, dark bronze, IP65, 3G, DLC PREMIUM | 232.6 | 15 | 202.3 | 10 | 182 | 5
MPLSEL40HTT5 | Flood/area, AC only, LED, 3000/4000/ 5000K selectable, lumens selectable up to 40K, type 5 distribution, dark bronze, IP65, 3G, DLC PREMIUM | 232.6 | 15 | 202.3 | 10 | 182 | 5
MPSEL-HV | 277-480V for 25K model | 57 | 15 | 57 | 10 | 57 | 5
MPSEL-HV | 277-480V for 40K model | 76 | 15 | 76 | 10 | 76 | 5
MPSEL-P3 | NEMA 3-pin photocell receptacle | 46 | 15 | 46 | 10 | 46 | 5
MPSEL-MPLSAA | adjustable arm | 61.4 | 15 | 53.4 | 10 | 48 | 5
MPSEL-MPLSSFA | slipfitter arm | 83.2 | 15 | 72.3 | 10 | 65 | 5
MPSEL-MPLSSF | slipfitter | 46 | 15 | 40 | 10 | 36 | 5
MPSEL-MPLSTM | trunnion mount | 57.5 | 15 | 50 | 10 | 45 | 5
MPSEL-MPLSYK25 | yoke mount, 25K lm model | 37.2 | 15 | 32.3 | 10 | 29 | 5
MPSEL-MPLSYK40 | yoke mount, 40K lm model | 41.7 | 15 | 36.2 | 10 | 32.5 | 5
MPSEL-NEMA3PC | NEMA 3-pin photocell, IP65 | 41 | 15 | 35.6 | 10 | 32 | 5
MNTSA W | Montante mullion mount AC & EM fixture, 11W, 5000K CCT, 120-277V, IP65, IK10, w/ j-box, white | 228.7 | 15 | 198.9 | 10 | 179 | 5
MNTSA B | Montante mullion mount AC & EM fixture, 11W, 5000K CCT, 120-277V, IP65, IK10, w/ j-box, black | 228.7 | 15 | 198.9 | 10 | 179 | 5
MNTSA BR | Montante mullion mount AC & EM fixture, 11W, 5000K CCT, 120-277V, IP65, IK10, w/ j-box, dark bronze | 228.7 | 15 | 198.9 | 10 | 179 | 5
MNTSA BA | Montante mullion mount AC & EM fixture, 11W, 5000K CCT, 120-277V, IP65, IK10, w/ j-box, silver aluminum | 228.7 | 15 | 198.9 | 10 | 179 | 5
MURSA DB CL | Wallpack, 18W LED, 1500 lm, 4000K CCT, Ni-Cd battery backup, cold location -25°C to 50°C, Autotest, 120-277V, dark bronze | 207.8 | 15 | 180.7 | 10 | 162.6 | 5
MURSA WHT CL | Wallpack, 18W LED, 1500 lm, 4000K CCT, Ni-Cd battery backup, cold location -25°C to 50°C, Autotest, 120-277V, white | 207.8 | 15 | 180.7 | 10 | 162.6 | 5
MURSA BLK CL | Wallpack, 18W LED, 1500 lm, 4000K CCT, Ni-Cd battery backup, cold location -25°C to 50°C, Autotest, 120-277V, black | 207.8 | 15 | 180.7 | 10 | 162.6 | 5
MURSA DB CL PIR | Wallpack, 18W LED, 1500 lm, 4000K CCT, PIR motion sensor, Ni-Cd battery backup, cold location -25°C to 50°C, Autotest, 120-277V, dark bronze | 238.4 | 15 | 207.4 | 10 | 186.6 | 5
MURSA WHT CL PIR | Wallpack, 18W LED, 1500 lm, 4000K CCT, PIR motion sensor, Ni-Cd battery backup, cold location -25°C to 50°C, Autotest, 120-277V, white | 238.4 | 15 | 207.4 | 10 | 186.6 | 5
MURSA BLK CL PIR | Wallpack, 18W LED, 1500 lm, 4000K CCT, PIR motion sensor, Ni-Cd battery backup, cold location -25°C to 50°C, Autotest, 120-277V, black | 238.4 | 15 | 207.4 | 10 | 186.6 | 5
NUVHTVLOWT40VWD120-277VHK | AC only, 90W, 4000K, very wide distribution (120°), black housing, hook mount | 226.1 | 15 | 196.7 | 10 | 177 | 5
NUVHTVLOWT30VWD120-277V | AC only, 90W, 3000K, very wide distribution (120°), black housing | 219.1 | 15 | 190.6 | 10 | 171.5 | 5
NUVHTVLOWT50VWD120-277V | AC only, 90W, 5000K, very wide distribution (120°), black housing | 219.1 | 15 | 190.6 | 10 | 171.5 | 5
NUVHTLOWT40VWD120-277V | AC only, 120W, 4000K, very wide distribution (120°), black housing | 311.8 | 15 | 271.2 | 10 | 244 | 5
NUVHTMOWT50MWD120-277V | AC only, 150W, 5000K, medium wide distribution (50°), black housing | 328.3 | 15 | 285.6 | 10 | 257 | 5
NUVHTMOWT30WBD120-277V | AC only, 150W, 3000K, wide beam distribution (90°), black housing | 328.3 | 15 | 285.6 | 10 | 257 | 5
NUVHTMOWT30VWD120-277V | AC only, 150W, 3000K, very wide distribution (120°), black housing | 305.3 | 15 | 265.6 | 10 | 239 | 5
NUVHTMOWT40VWD120-277V | AC only, 150W, 4000K, very wide distribution (120°), black housing | 305.3 | 15 | 265.6 | 10 | 239 | 5
NUVHTMOWT40VWD120-277VIOSWGPK | AC only, 150W, 4000K, very wide distribution (120°), black housing, wire guard, pendant mount | 305.3 | 15 | 265.6 | 10 | 239 | 5
NUVSAMOWT40VWD120-277VIOSWGPK | AC & EM, 150W, 4000K, very wide distribution (120°), black housing,occ sensor, wire guard, pendant mount | 523 | 15 | 455 | 10 | 409.5 | 5
NUVHTMOWT50VWD120-277V | AC only, 150W, 5000K, very wide distribution (120°), black housing | 305.3 | 15 | 265.6 | 10 | 239 | 5
NUVHTHOWT40VWD120-277V | AC only, 240W, 4000K, very wide distribution (120°), black housing | 408.8 | 15 | 355.6 | 10 | 320 | 5
NUVHTHOWT40VWD120-277VIOSWGPK | AC only, 240W, 4000K, very wide distribution (120°), black housing, occ sensor, wire guard, pendant mount | 408.8 | 15 | 355.6 | 10 | 320 | 5
NUVSAHOWT40VWD120-277VIOSWGPK | AC & EM, 240W, 4000K, very wide distribution (120°), black housing, occ sensor, wire guard, pendant mount | 493 | 15 | 428.9 | 10 | 386 | 5
NUVHTVHOWT50WBD120-277V | AC only, 300W, 5000K, wide beam distribution (90°), black housing | 538.4 | 15 | 468.4 | 10 | 421.5 | 5
NUV-ABNUVS | adjustable mounting bracket, Nuvola 90W | 17.3 | 15 | 15 | 10 | 13.5 | 5
NUV-ABNUVL | adjustable mounting bracket, Nuvola 150 & 240W | 76.1 | 15 | 66.2 | 10 | 59.5 | 5
NUV-ABNUV300 | adjustable mounting bracket, Nuvola 300W | Discontinued | 15 | Discontinued | 10 | Discontinued | 5
NUV-1CH48 | 48" single chain kit (field cuttable) | 21.2 | 15 | 18.4 | 10 | 16.5 | 5
NUV-1CH48NUV300 | 48" standard chain mount FOR NUV 300W | 25.7 | 15 | 22.3 | 10 | 20 | 5
NUV-HK | hook mount | 6.5 | 15 | 5.6 | 10 | 5 | 5
NUV-MBNUV | surface/ wall mount bracket for Nuvola | contact factory | 15 | contact factory | 10 | contact factory | 5
NUV-1PK24BNUVS | 24" pendant mount kit (NUV VLO), black | 50.5 | 15 | 43.9 | 10 | 39.5 | 5
NUV-1PK24BNUVL | 24" pendant mount kit (NUV MO, HO, VHO), black | 64.6 | 15 | 56.2 | 10 | 50.5 | 5
NUV-1PK48BNUVS | 48" pendant mount kit (NUV VLO), black | 74.8 | 15 | 65 | 10 | 58.5 | 5
NUV-1PK48BNUVL | 48" pendant mount kit (NUV MO, HO, VHO), black | 69.7 | 15 | 60.6 | 10 | 54.5 | 5
NUV-EMDCB | wireless, self powered, passive infrared motion and lux sensor (enocean) | 168.7 | 15 | 146.7 | 10 | 132 | 5
NUV-RLY | Beghelli lighting control module relay, casambi | 109.2 | 15 | 95 | 10 | 85.5 | 5
NUV-SW1 | single rocker wall switch, self-powered, dimming, bluetooth | 113.2 | 15 | 98.4 | 10 | 88.5 | 5
PSFHT2 | Flood, 16W LED, 3000/4000/5000K CCT selectable, 2000-2200lm, wide beam, IP65, IK10, DLC PREMIUM, knuckle, dark bronze | 67.2 | 15 | 58.4 | 10 | 52.5 | 5
PSFHT4 | Flood, 31W LED, 3000/4000/5000K CCT selectable, 4400-4700lm, wide beam, IP65, IK10, DLC PREMIUM, knuckle, dark bronze | 90 | 15 | 78.3 | 10 | 70.4 | 5
PSFHT7 | Flood, 50W LED, 3000/4000/5000K CCT selectable, 6600-7200lm, wide beam, IP65, IK10, DLC PREMIUM, knuckle, dark bronze | 111.4 | 15 | 96.9 | 10 | 87.2 | 5
PSF-PSFYOKE | Yoke mounting bracket for PFSHT7 & PFSHT4 | 10.9 | 15 | 9.4 | 10 | 8.4 | 5
PSF-PSFPOST | Ground stake, line voltage | 24.2 | 15 | 21 | 10 | 18.9 | 5
SLSEL4HT | LED striplight, 4ft, lumen and CCT selectable, 0-10V dimming, damp location, DLC | 65.9 | 15 | 57.3 | 10 | 51.5 | 5
SLSEL4SA | LED striplight, 4ft, lumen and CCT selectable, emergency backup, 0-10V dimming, damp location, DLC | 220 | 15 | 191.4 | 10 | 172.2 | 5
SLSEL8HT | LED striplight, 8ft, lumen and CCT selectable, 0-10V dimming, damp location, DLC | 118.1 | 15 | 102.7 | 10 | 92.4 | 5
SLSEL8SA | LED striplight, 8ft, lumen and CCT selectable, emergency backup, 0-10V dimming, damp location, DLC | 271 | 15 | 235.7 | 10 | 212.1 | 5
SLSEL-OSP | external PIR occupancy sensor (on/off only), installed | 62 | 15 | 62 | 10 | 62 | 5
SLSEL-SL4WG | Stripled selectable 4' wireguard | 40.3 | 15 | 35 | 10 | 31.5 | 5
SLSEL-2AC118VHK | 118" aircraft cable suspension kit with V hooks, adjusts from 12" to 118" | 34.3 | 15 | 29.8 | 10 | 26.8 | 5
SLSEL-2AC197VHK | 197" aircraft cable suspension kit with V hooks, adjusts from 12" to 197" | 53.7 | 15 | 46.7 | 10 | 42 | 5
SLLED4HTLOWT40120-277V | AC only, 4ft, 24W, 4000K, 0-10V dimming, damp location, DLC | 78 | 15 | 67.8 | 10 | 61 | 5
SLLED4HTMOWT40120-277V | AC only, 4ft, 40W, 4000K, 0-10V dimming, damp location, DLC | 100.4 | 15 | 87.3 | 10 | 78.5 | 5
SLLED8HTHOWT35120-277V | AC only, 8ft, 60W, 3500K, 0-10V dimming, damp location, DLC | 188.4 | 15 | 163.9 | 10 | 147.5 | 5
SLLED8HTHOWT40120-277V | AC only, 8ft, 60W, 4000K, 0-10V dimming, damp location, DLC | 188.4 | 15 | 163.9 | 10 | 147.5 | 5
SLLED8HTHOWT50120-277V | AC only, 8ft, 60W, 5000K, 0-10V dimming, damp location, DLC | 188.4 | 15 | 163.9 | 10 | 147.5 | 5
SLLED-EM | emergency back-up (field installation emergency driver) | 100.5 | 15 | 100.5 | 10 | 100.5 | 5
SLLED-2AC50 | 50" aircraft cable kit | 34.5 | 15 | 30 | 10 | 27 | 5
SLLED-2AC72 | 72" aircraft cable kit | 34.5 | 15 | 30 | 10 | 27 | 5
SLLED-2CH48 | 48" chain hang kit (2 chains, field cuttable) | 14.8 | 15 | 12.8 | 10 | 11.5 | 5
SLLED-RLY | Beghelli lighting control module relay, casambi | 109.2 | 15 | 95 | 10 | 85.5 | 5
SLLED-SW1 | single rocker wall switch, self-powered, dimming, bluetooth | 113.2 | 15 | 98.4 | 10 | 88.5 | 5
SWLSEL4HT | Stairwell fixture, 4ft, selectable CCT & lumens, 0-10V dimming, white, DLC PREMIUM | 84.6 | 15 | 73.6 | 10 | 66.2 | 5
SWLSEL4SAEM13 | Stairwell fixture, 4ft, selectable CCT & lumens, 0-10V dimming, white, DLC PREMIUM, emergency driver | 238.8 | 15 | 207.7 | 10 | 186.9 | 5
SWL-OS | Occupancy sensor, dimming | 13.2 | 15 | 13.2 | 10 | 13.2 | 5
SWL-OSREM | Remote control for OS dimming sensor | 34.3 | 15 | 29.8 | 10 | 26.8 | 5
VALSEL18 | highbay, cct (4000K/5000K) & lumen (18K/15K/12K) selectable, 120-277V | 130.9 | 15 | 113.8 | 10 | 102.4 | 5
VALSEL24 | highbay, cct (4000K/5000K) & lumen (24K/18K/15K) selectable, 120-277V | 146.9 | 15 | 127.8 | 10 | 115 | 5
VALSEL36 | highbay, cct (4000K/5000K) & lumen (36K/30K/24K) selectable, 120-277V | 196.6 | 15 | 171 | 10 | 153.9 | 5
VALSEL60 | highbay, cct (4000K/5000K) & lumen (60K/48K/36K) selectable, 120-277V | 340 | 15 | 295.8 | 10 | 266.2 | 5
VALSEL-EM13 | 13W emergency back-up | 188 | 15 | 188 | 10 | 188 | 5
VALSEL-EM25 | 25W emergency back-up | 197.4 | 15 | 197.4 | 10 | 197.4 | 5
VALSEL-HV | 347-480V (not available with EM) | 147 | 15 | 147 | 10 | 147 | 5
VALSEL-LC6 | 3-conductor line cord, 6ft (AC only) | 43.1 | 15 | 43.1 | 10 | 43.1 | 5
VALSEL-LC10 | 3-conductor line cord, 10ft (AC only) | 49.4 | 15 | 49.4 | 10 | 49.4 | 5
VALSEL-LC15 | 3-conductor line cord, 15ft (AC only) | 57.8 | 15 | 57.8 | 10 | 57.8 | 5
VALSEL-4LC6 | 4-conductor line cord, 6ft for EM models | 43.1 | 15 | 43.1 | 10 | 43.1 | 5
VALSEL-4LC10 | 4-conductor line cord, 10ft for EM models | 56.7 | 15 | 56.7 | 10 | 56.7 | 5
VALSEL-4LC15 | 4-conductor line cord, 15ft for EM models | 73.5 | 15 | 73.5 | 10 | 73.5 | 5
VALSEL-VALPK | pendant mount bracket (stem & canopy ordered separately; Not compatible with HV and EM options) | 39 | 15 | 33.9 | 10 | 30.5 | 5
VALSEL-VALSM | surface mount bracket (not compatible with HV and EM options) | 30.4 | 15 | 26.4 | 10 | 23.7 | 5
VALSEL-OS5REM | optional remote control for sensors | 40.3 | 15 | 35 | 10 | 31.5 | 5
VALSEL-VALOSM | microwave step-dimming sensor | 37.6 | 15 | 32.7 | 10 | 29.4 | 5
VALSEL-VALOSP | PIR sensor | 32.2 | 15 | 28 | 10 | 25.2 | 5
VALSEL-WGVAL18 | wireguard for VALSEL18 | 33.7 | 15 | 29.3 | 10 | 26.3 | 5
VALSEL-WGVAL24 | wireguard for VALSEL24 | 36.4 | 15 | 31.6 | 10 | 28.4 | 5
VALSEL-WGVAL36 | wireguard for VALSEL36 | 42.3 | 15 | 36.8 | 10 | 33.1 | 5
VALSEL-WGVAL60 | wireguard for VALSEL60 | 63.2 | 15 | 54.9 | 10 | 49.4 | 5
VAL2HTLOWT120-277V | AC only, 100W, adjustable CCT 3000K, 4000K or 5000K, 120-277V | 148.2 | 15 | 128.9 | 10 | 116 | 5
VAL4HTHOWT120-277V | AC only, 325W, adjustable CCT 3000K, 4000K or 5000K, 120-277V | 353.3 | 15 | 307.3 | 10 | 276.5 | 5
VAL-EM | emergency back-up (field installation emergency driver) | 154.5 | 15 | 154.5 | 10 | 154.5 | 5
VAL-WG2 | wire guard, 2ft | 20 | 15 | 20 | 10 | 20 | 5
VAL-WG4 | wire guard, 4ft | 35 | 15 | 35 | 10 | 35 | 5
VAL-2YAC50 | 50" adjustable aircraft cable | 35.2 | 15 | 30.6 | 10 | 27.5 | 5
VAL-2YAC72 | 72" adjustable aircraft cable | 37.8 | 15 | 32.8 | 10 | 29.5 | 5
VAL-EMDCB | wireless, self powered, passive infrared motion and lux sensor (enocean) | 168.7 | 15 | 146.7 | 10 | 132 | 5
VAL-RLY | Beghelli lighting control module relay, casambi | 109.2 | 15 | 95 | 10 | 85.5 | 5
VAL-SW1 | single rocker wall switch, self-powered, dimming, bluetooth | 113.2 | 15 | 98.4 | 10 | 88.5 | 5
WG4.5DX17.5LX7WWHT | wireguard, 4.5"D x 17.5"L x 7"W, white | 59.4 | 15 | 51.6 | 10 | 46.4 | 5
WG9DX20LX19WWHT | wireguard, 9"D x 20"L x 19"W, white | 97.8 | 15 | 85 | 10 | 76.5 | 5
WG9DX26LX19WWHT | wireguard, 9"D x 26"L x 19"W, white | 113.2 | 15 | 98.4 | 10 | 88.5 | 5
WG9DX16.5LX16WWHT | wireguard, 9"D X 16.5"L X 16"W, white | 90.7 | 15 | 78.9 | 10 | 71 | 5
WG3DX16.5LX14WWHT | wireguard, 3"D x 16.5"L x 14"W, white | 75.3 | 15 | 65.5 | 10 | 58.9 | 5
WG6DX16.5LX14WWHT | wireguard, 6"D x 16.5"L x 14"W, white | 87.6 | 15 | 76.2 | 10 | 68.5 | 5
WG6DX11LX7WWHT | wireguard, 6"D X 11"L X 7"W, white (MUR, MEZ) | 69.8 | 15 | 60.7 | 10 | 54.6 | 5
WG14.5DX12.5LX6.5WWHT | wireguard, 14.5"D X 12.5"L X 6.5"W, white | 96.5 | 15 | 83.9 | 10 | 75.5 | 5
WG10DX19LX7WWHT | wireguard, 10"D X 19"L X 7"W, white | 83.2 | 15 | 72.3 | 10 | 65 | 5
WG4.5DX19.5LX13WWHT | wireguard, 4.5"D X 19.5"L X 13"W, white | 67.8 | 15 | 58.9 | 10 | 53 | 5
WG1.2DX45LX4.9WWHTFIXMNT | wireguard, 1.2"D x 45"L x 4.9W, white (BX910LED 4', fixture mounting) | 113.7 | 15 | 98.9 | 10 | 89 | 5
WG1DX48LX12WGRYFIXMNT | wireguard, 1"D x 48"L x 12"W, gray (BX940LED 4', fixture mounting) | 66.4 | 15 | 57.8 | 10 | 52 | 5