## Index
BEGHELLI EMERGENCY PRICE LIST
JULY 1, 2026
EXITS |  | EMERGENCY UNITS |  | COMBOS
Edge-Lit Exits |  | Indoor Aluminum Emergency Units |  | Wet Location Combos
| OL2 |  | CURVA RECESSED (CRVR) |  | WLX (WLXE)
| OL2 PLUS |  | MONTANTE (MNT) |  | FORTEZZA (FTZC)
| BRUNO (BRU) |  | PLURALUCE INDOOR (PL) |  | PACO AQUA (PCHA)
| OL2SWCT (Connecticut) |  | PLURALUCE RECESSED (PLR) | Hazardous Combos
HDZC
| CYCLONE (CYC) |  | PLURALUCE SQUARE RECESSED (PLSQR)
ROBUSTO (RBOC)
| CYCLONE OVAL (CYC) | Indoor Steel Emergency Units
|  |  | EDT |  | CASTEX 800 (HZCAS)
CYCSWCT (Connecticut)
|  |  | ESL | Indoor Aluminum Combos
| CYCLONE ECO (CYC) |  |  |  | CURVA COMBO (CRVC)
ESM
| CURVA (CRV2/ CRV) |  |  |  | NYCCRVC (New York)
CHESM (Chicago)
| NYCREDG (New York) |  |  |  | STELLALUCE (SL)
EST
| NYCSEDG (New York) |  |  |  | QUADRALUCE (QR)
NYCEST (New York)
| CHREDG (Chicago) |  |  |  | FORMALUCE (FMCEPL)
HWE
| CHSEDG (Chicago) |  |  |  | FORMA (FRMC)
RSE
Aluminum Exits |  |  |  | Indoor Steel Combos
| FORMA (FME) |  | RTB |  | STX (STXC)
| LC1 | Indoor Non-metallic Emergency |  |  | NYCSTXC (New York)
BBX
| NYCLC1 (New York) |  |  |  | STXC SWCT (Connecticut)
XMR
| ATX |  |  | Indoor Non-Metallic Combos
|  |  | PACO (PEH1) |  | BREZZA (BRZ)
ATX RECESSED (ATXRE)
|  |  | EPE |  | PACO (PCH)
ATX CT (Connecticut)
|  |  | PACO T20 (PEHT20) |  | EPC
Steel Exits
| EVR | Wet Location Emergency |  | INVERTERS
TEMPESTA LED (TALED)
| STX |  |  |  | VESTA MICRO (VST 20-55W)
TEMPESTA LED T20 (TAPLUS)
| NYCSTX (New York) |  |  |  | VESTA MINI (VST 55-220W)
TEMPESTA LED ECO (TALEDECO)
| CSTX (Chicago) |  |  |  | VESTA MAX (VST 375-800W)
ECCO LUNA LED (EL)
| STXSWCT (Connecticut) |  |  |  | VESTA PRO MAX (VSTPM 750-1150W)
BRAVADO (BRV)
NEMA 4X/ IP66 Exits |  |  |  |  | NOVA (NV 800W)
| WLX |  | BOLLA (BOLWP)
NOVA (NV 1500-2000W)
| FORTEZZA (FTZ) |  | PLURALUCE WEATHERPROOF (PLWP)*
STRATTA 1 (ST1)
Hazardous Exits |  |  | ACCIAIO (BX910 SE)
| HDZX |  |  |  | STRATTA 3 (ST3)
BBXW
| ROBUSTO (RBOE) |  |  | REMOTES
MONTANTE (MNT)
| CASTEX 700 (HZCAS) |  |  | Indoor Remote Heads
|  |  | MURO (MUR) |  | BTMR
Thermoplastic Exits
| EPX |  | MEZZO (MEZ) |  | BR
| VERDE (VE) | Hazardous Emergency |  |  | PACO PR
HDZE
| PACO AQUA (PXA) |  |  |  | BRH
PLURALUCE HAZARDOUS (PLHZ)
| PACO (PX) |  |  |  | PACO PS
BRAVADO HAZARDOUS (BRVHZ)
Non-Electric Exits |  |  |  | Wet Rated Remote Heads
| TSL Tritium |  | ROBUSTO (RBOU) |  | TESTA (TES)
| DLX Photoluminescent | EM DRIVERS/ ACCESSORIES |  |  | SEA
|  | Emergency Drivers |  |  | BRW
Wire Guards
|  | Lamps |  |  | PACO PRWP
Back Boxes
Batteries
TERMS & CONDITIONS

## ATX
ATX | Model | Item | Description (indoor / Title 20) | 15% | 10% | 5%
| ATXHTLRUU | 100000310 002 | AC only, universal face, red LED, white housing, universal mount | 94.6 | 82.3 | 74
| ATXHTLGUU | 100000310 102 | AC only, universal face, green LED, white housing, universal mount | 106.1 | 92.3 | 83
| ATXSALRUU | 100000310 003 | Ni-Cd battery, universal face, red LED, white housing, universal mount | 105.5 | 91.7 | 82.5
| ATXSALGUU | 100000310 038 | Ni-Cd battery, universal face, green LED, white housing, universal mount | 116.9 | 101.7 | 91.5
| Options |  | Description |  | Adder
| 120SA |  | 120 min emergency (SA only) |  | 28
* | 2CK |  | dual circuit (HT only) |  | 59
* | AT |  | autotest (SA only) |  | 19.5
| BA |  | brushed aluminum finish |  | 19.8
| BLK |  | black finish |  | 18.5
| CC |  | custom color |  | contact factory
| FAI |  | fire alarm interface - specify signal: normally open, normally closed or 6, 12, 24VDC (specify input voltage) |  | 73
* | FL |  | visual alarm/ flasher (only with autotest) |  | 28
* | SW |  | special wording (specify) |  | contact factory
| SWCT |  | Connecticut compliant exit with modified ADA symbol |  | 85
| SWHE |  | exit with international ADA symbol |  | 85
| TP |  | tamper proof screws |  | 19.8
* | UDC |  | universal 6-24VDC (HT only) |  | 15.3
| Accessories | Item | Description | 15% | 10% | 5%
| 1PK12B | 600100189 | 12” black pendant kit (contact factory for custom lengths) | 25.7 | 22.3 | 20
| 1PK12BA | 600000068 | 12” brushed aluminum pendant kit | 89.5 | 77.8 | 70
| 1PK12W | 600100176 | 12” white pendant kit (contact factory for custom lengths) | 25.7 | 22.3 | 20
| 1PK24B |  | 24” black pendant kit | 34 | 29.5 | 26.5
| 1PK24W | 600100179 | 24” white pendant kit | 34 | 29.5 | 26.5
| 1PK48B |  | 48” black pendant kit | 56.3 | 48.9 | 44
| 1PK48W | 600100187 | 48” white pendant kit | 56.3 | 48.9 | 44
| BPG2 | 100002500-002 | wireguard, 15.75” x 11.5” x 4.5” (wall mount STX, ATX, VE, FORMA) | 72.9 | 63.4 | 57
| WG 10DX19LX7W WHT | 300400016-001 | wireguard, 10"D X 19"L X 7"W, white (EL ceiling, CRV ceiling recessed, ATX ceiling, ATXSWCT ceiling, STXSWCT ceiling, EPX ceiling, EPC ceiling) | 83.2 | 72.3 | 65
| WG 4.5DX19.5LX13W WHT | 300400025-001 | wireguard, 4.5"D X 19.5"L X 13"W, white (ATX wall, ATXSWCT wall, STXSWCT wall, CRVC surface wall) | 67.8 | 58.9 | 53
* Not available with SWCT nor SWHE options
Link to Beghelli Web Page
Link to Beghelli Web Page
ATX RECESSED |  | Item | Description | 15% | 10% | 5%
| ATXREHTLR1W | 100000310 056 | AC only, red LED, single face, recessed, white finish, 120 277V | 78.7 | 68.4 | 61.5
| ATXREHTLG1W | 100000310 147 | AC only, green LED, single face, recessed, white finish, 120 277V | 90.2 | 78.4 | 70.5
| ATXRESALR1W | 100000310 157 | Ni-Cd battery, red LED, single face, recessed, white finish, 120 277V | 89.5 | 77.8 | 70
| ATXRESALG1W | 100000310 205 | Ni-Cd battery, green LED, single face, recessed, white finish, 120 277V | 101 | 87.8 | 79
| Options |  | Description |  | Adder
| 120SA |  | 120 min emergency (SA only) |  | 28
| 2CK |  | dual circuit (HT only) |  | 59
0 | AT |  | autotest (SA only) |  | 19.5
| BA |  | brushed aluminum finish |  | 19.8
| BLK |  | black finish |  | 18.5
| CC |  | custom color |  | contact factory
| SW |  | special wording (specify) |  | contact factory
| TP |  | tamper proof screws |  | 19.8
| Accessories | Item | Description | 15% | 10% | 5%
| WG 3DX16.5LX14W WHT | 300400012-001 | wireguard, 3"D X 16.5"L X 14"W, white (FRMC wall, STX wall, QR wall, CRVC recessed wall, LC1 wall, NYCSTX wall, NYCEST wall, PXA wall, PX wall, ATXRE wall) | 75.3 | 65.5 | 58.9
Link to Beghelli Web Page
Return to Index

## BBX
BBXW | Model | Item | Description (Wet/ Title 20) | 15% | 10% | 5%
| BBXWSECL | 101100683 | Outdoor emergency unit, 220 lm, 35' on-center spacing, white, 120-277V, autotest, cold location (-20°C), wet location, Title 20 | 80.5 | 70 | 63
| BBXWSECLB | 101100684 | Outdoor emergency unit, 220 lm, 35' on-center spacing, black, 120-277V, autotest, cold location (-20°C), wet location, Title 20 | 84.6 | 73.6 | 66.2
| BBXWSEHO | 101100685 | Outdoor emergency unit, 1450 lm, 118' on-center spacing, white, 120-277V, autotest, wet location, Title 20 | 111.4 | 96.9 | 87.2
| BBXWSEHOB | 101100686 | Outdoor emergency unit, 1450 lm, 118' on-center spacing, black, 120-277V, autotest, wet location, Title 20 | 115.5 | 100.4 | 90.3
| Accessories | Item | Description | 15% | 10% | 5%
| 1PK12BWET | 600100384 | 12” black pendant kit | 37.2 | 32.3 | 29
| 1PK12WWET | 600100381 | 12” white pendant kit | 37.2 | 32.3 | 29
| 1PK24BWET | 600100385 | 24” black pendant kit | 41 | 35.6 | 32
| 1PK24WWET | 600100382 | 24” white pendant kit | 41 | 35.6 | 32
| 1PK48BWET | 600100386 | 48” black pendant kit | 60.2 | 52.3 | 47
| 1PK48WWET | 600100383 | 48” white pendant kit | 60.2 | 52.3 | 47
Link to Beghelli Web Page
BBX | Model | Item | Description (Damp / Sanitation Listed) | 15% | 10% | 5%
80'- 84' Spacing
| BBX SE WHT | 100101003 | Emergency unit, 2x2.7W LED, white thermoplastic, 120 277V, damp location, Title 20, up to 84' spacing | 83.3 | 72.4 | 65.1
| BBX SE WHT AT | 100101005 | Emergency unit, 2x2.7W LED, white thermoplastic, 120 277V, damp location, Autotest,Title 20, up to 84' spacing | 94 | 81.7 | 73.5
| BBX SE WHT R | 100101007 | Emergency unit, 2x2.7W LED, white thermoplastic, 120 277V, damp location, Remote Capable, Title 20, up to 84' spacing | 98.1 | 85.3 | 76.7
| BBX SE BLK | 100101002 | Emergency unit, 2x2.7W LED, black thermoplastic, 120 277V, damp location, Title 20, up to 84' spacing | 87.3 | 75.9 | 68.3
| BBX SE BLK AT | 100101004 | Emergency unit, 2x2.7W LED, black thermoplastic, 120 277V, damp location, Autotest, Title 20, up to 84' spacing | 98.1 | 85.3 | 76.7
| BBX SE BLK R | 100101006 | Emergency unit, 2x2.7W LED, black thermoplastic, 120 277V, damp location, Remote Capable, Title 20, up to 84' spacing | 102 | 88.7 | 79.8
125'- 132' Spacing
| BBX SE HO WHT | 100101009 | Emergency unit, high output, 2x5.4W LED, white thermoplastic, 120 277V, damp location, Title 20, up to 132' spacing | 111.4 | 96.9 | 87.2
| BBX SE HO WHT AT | 100101011 | Emergency unit, high output, 2x5.4W LED, white thermoplastic, 120 277V, damp location, Autotest, Title 20, up to 132' spacing | 127.5 | 110.9 | 99.8
| BBX SE HO BLK | 100101008 | Emergency unit, high output, 2x5.4W LED, black thermoplastic, 120 277V, damp location, Title 20, up to 132' spacing | 115.5 | 100.4 | 90.3
| BBX SE HO BLK AT | 100101010 | Emergency unit, high output, 2x5.4W LED, white thermoplastic, 120 277V, damp location, Autotest, Title 20, up to 132' spacing | 131.5 | 114.4 | 102.9
Link to Beghelli Web Page
WIRE GUARD | Model | Item | Description | 15% | 10% | 5%
| WG 4.5DX17.5LX7W WHT | 300400008-001 | wireguard, 4.5"D X 17.5"L X 7"W, white (TEMPESTA, BBX surface, EPE wall) | 59.4 | 51.6 | 46.4
Link to Beghelli Web Page
Return to Index

## BOL
BOLLA | Model | Item | Description (wet/ NEMA 4X/ Sanitation Listed) | 15% | 10% | 5%
1 LAMP CONFIGURATION
| BOLWP 612 1 5WLED | 100001581 001 | BOLLA Nema 4X, vandal resistant EM unit, 6V 12W lead calcium, 2x5W LED heads | 140.6 | 122.3 | 110
| BOLWP 612 1 7WLED |  | BOLLA Nema 4X, vandal resistant EM unit, 6V 12W lead calcium, 2x7W LED heads | 150.9 | 131.2 | 118
| BOLWP 1227 1 2WLED |  | BOLLA Nema 4X, vandal resistant EM unit, 12V 27W Ni Mh, 2x2W LED heads | 184 | 160 | 144
| BOLWP 1227 1 5WLED |  | BOLLA Nema 4X, vandal resistant EM unit, 12V 27W Ni Mh, 2x5W LED heads | 194.2 | 168.9 | 152
| BOLWP 1227 1 7WLED |  | BOLLA Nema 4X, vandal resistant EM unit, 12V 27W Ni Mh, 2x7W LED heads | 205.7 | 178.9 | 161
2 LAMPS CONFIGURATION
| BOL WP 612 2 5WLED | 100001581 003 | BOLLA Nema 4X, vandal resistant EM unit, 6V 12W lead calcium, 2x5W LED heads | 171.3 | 149 | 134.1
| BOL WP 1227 2 2WLED | 100001581 023 | BOLLA Nema 4X, vandal resistant EM unit, 12V 27W Ni Mh, 2x2W LED heads | 207.8 | 180.8 | 162.7
| BOL WP 1227 2 5WLED | 100001581 006 | BOLLA Nema 4X, vandal resistant EM unit, 12V 27W Ni Mh, 2x5W LED heads | 218.6 | 190.2 | 171.2
| BOL WP 1227 2 7WLED | 100001581 002 | BOLLA Nema 4X, vandal resistant EM unit, 12V 27W Ni Mh, 2x7W LED heads | 229.7 | 199.8 | 179.8
| Options |  | Description |  | Adder
| AT |  | autotest (with 10 min. time delay) |  | 22.5
| CC |  | custom color |  | contact factory
| LC |  | line cord (120V only) |  | 17
| TLP |  | twist lock plug - 120V only (not available with line cord) |  | 34
| Accessories | Item | Description | 15% | 10% | 5%
| WG 9DX16.5LX16W WHT | 300400011-001 | wireguard, 9"D X 16.5"L X 16"W, white (RBO EXIT wall, BOL, WLX wall) | 90.7 | 78.9 | 71
Link to Beghelli Web Page
Return to Index

## BRU
BRUNO | Model | Item | Description (indoor / damp / Title 20) | 15% | 10% | 5%
| BRU HT LR UM | 100000023 | Edgelit Exit, AC Only, Red LED, Universal face / panel / mount, white finish, 120/277V | 204.4 | 177.8 | 160
| BRU HT LG UM | 100000020 | Edgelit Exit, AC Only, Green LED, Universal face / panel / mount, white finish, 120/277V | 215.9 | 187.8 | 169
| BRU SA LR UM | 100000025 | Edgelit Exit, Self Powered, Red LED, Universal face / panel / mount, white finish, 120/277V | 217.2 | 188.9 | 170
| BRU SA LG UM | 100000024 | Edgelit Exit, Self Powered, Green LED, Universal face / panel / mount, white finish, 120/277V | 228.7 | 198.9 | 179
| Options |  | Description |  | Adder
| 120SP |  | 120 min emergency (SA only) |  | 28
| 120VDC |  | specify 2 or 4 wires |  | 30
| AT |  | autotest (SA only) |  | 19.5
| BA |  | brushed aluminum finish |  | 19.8
| BLK |  | black finish |  | 18.5
| CC |  | custom color |  | contact factory
| FL |  | visual alarm/ flasher (only with autotest) |  | 28
| IF |  | inverted face |  | 64
| PA |  | polished aluminum finish |  | contact factory
| SW |  | special wording (specify) |  | contact factory
| UDC |  | universal 6-24VDC (HT only) |  | 15.3
| Accessories | Item | Description | 15% | 10% | 5%
| 1PK12B | 600100189 | 12” black pendant kit (contact factory for custom lengths) | 25.7 | 22.3 | 20
| 1PK12BA | 600000068 | 12” brushed aluminum pendant kit | 89.5 | 77.8 | 70
| 1PK12W | 600100176 | 12” white pendant kit (contact factory for custom lengths) | 25.7 | 22.3 | 20
| 1PK24B |  | 24” black pendant kit | 34 | 29.5 | 26.5
| 1PK24W | 600100179 | 24” white pendant kit | 34 | 29.5 | 26.5
| 1PK48B |  | 48” black pendant kit | 56.3 | 48.9 | 44
| 1PK48W | 600100187 | 48” white pendant kit | 56.3 | 48.9 | 44
Link to Beghelli Web Page
Return to Index

## BRV
BRAVADO
UNIT | Model | Item | Description (wet / NEMA 4x / IP66) | 15% | 10% | 5%
Pb-A Battery (Sealed lead calcium)
| BRV 6 12 2MR16 5W LED |  | 6V 12W, sealed lead calcium, MR16 heads, 2x5WLED | 263.2 | 228.9 | 206
| BRV 6 18 2MR16 5W LED | 100002143 035 | 6V 18W, sealed lead calcium, MR16 heads, 2x5WLED | 276.6 | 240.6 | 216.5
| BRV 6 18 2MR16 7W LED |  | 6V 18W, sealed lead calcium, MR16 heads, 2x7WLED | 288.8 | 251.2 | 226
| BRV 6 27 2MR16 5W LED | 100002143 068 | 6V 27W, sealed lead calcium, MR16 heads, 2x5WLED | 277.3 | 241.2 | 217
| BRV 6 27 2MR16 7W LED | 100002143 025 | 6V 27W, sealed lead calcium, MR16 heads, 2x7WLED | 288.8 | 251.2 | 226
| BRV 6 36 2MR16 5W LED | 100002143 026 | 6V 36W, sealed lead calcium, MR16 heads, 2x5WLED | 290 | 252.3 | 227
| BRV 6 36 2MR16 7W LED | 100002143 027 | 6V 36W, sealed lead calcium, MR16 heads, 2x7WLED | 304.6 | 265 | 238.5
| BRV 6 60 2MR16 5W LED |  | 6V 60W, sealed lead calcium, MR16 heads, 2x5WLED | 305.3 | 265.6 | 239
| BRV 6 60 2MR16 7W LED | 100002143 105 | 6V 60W, sealed lead calcium, MR16 heads, 2x7WLED | 316.8 | 275.6 | 248
| BRV 12 27 2MR16 2W LED |  | 12V 27W, sealed lead calcium, MR16 heads, 2x2WLED | 281.1 | 244.5 | 220
| BRV 12 27 2MR16 5W LED |  | 12V 27W, sealed lead calcium, MR16 heads, 2x5WLED | 293.2 | 255 | 229.5
| BRV 12 27 2MR16 7W LED |  | 12V 27W, sealed lead calcium, MR16 heads, 2x7WLED | 304.6 | 265 | 238.5
| BRV 12 36 2MR16 2W LED |  | 12V 36W, sealed lead calcium, MR16 heads, 2x2WLED | 281.1 | 244.5 | 220
| BRV 12 36 2MR16 5W LED | 100002143 004 | 12V 36W, sealed lead calcium, MR16 heads, 2x5WLED | 292.6 | 254.5 | 229
| BRV 12 36 2MR16 7W LED |  | 12V 36W, sealed lead calcium, MR16 heads, 2x7WLED | 304.6 | 265 | 238.5
| BRV 12 60 2MR16 2W LED |  | 12V 60W, sealed lead calcium, MR16 heads, 2x2WLED | 316.4 | 275.2 | 247.6
| BRV 12 60 2MR16 5W LED | 100002143 165 | 12V 60W, sealed lead calcium, MR16 heads, 2x5WLED | 328.3 | 285.6 | 257
| BRV 12 60 2MR16 7W LED |  | 12V 60W, sealed lead calcium, MR16 heads, 2x7WLED | 339.8 | 295.6 | 266
Ni-Cd Battery (Nickel cadmium)
| BRV 6 22 2MR16 5W LED NC | 100002143 002 | 6V 22W, Ni-Cd, MR16 heads, 2x5WLED | 319.4 | 277.8 | 250
| BRV 6 22 2MR16 7W LED NC |  | 6V 22W, Ni-Cd, MR16 heads, 2x7WLED | 332.1 | 288.9 | 260
| BRV 6 42 2MR16 5W LED NC | 100002143 086 | 6V 42W, Ni-Cd, MR16 heads, 2x5WLED | 344.9 | 300 | 270
| BRV 6 42 2MR16 7W LED NC | 100002143 172 | 6V 42W, Ni-Cd, MR16 heads, 2x7WLED | 357.8 | 311.2 | 280
| BRV 12 42 2MR16 2W LED NC |  | 12V 42W, Ni-Cd, MR16 heads, 2x2WLED | 307.9 | 267.8 | 241
| BRV 12 42 2MR16 5W LED NC |  | 12V 42W, Ni-Cd, MR16 heads, 2x5WLED | 319.4 | 277.8 | 250
| BRV 12 42 2MR16 7W LED NC | 100002143 173 | 12V 42W, Ni-Cd, MR16 heads, 2x7WLED | 332.1 | 288.9 | 260
| Options |  | Description |  | Adder
| AM |  | ammeter |  | 25.5
| AT |  | autotest (battery units) |  | 22.5
| BZ |  | audible alarm (buzzer) |  | 55
| CC |  | custom color |  | contact factory
| FAI |  | fire alarm interface - specify signal: normally open, normally closed or 6, 12, 24VDC (specify input voltage) |  | 73
| IH |  | internal heater (specify voltage) |  | 74
| IRT |  | infrared testing (specify input voltage) |  | 82
| MT |  | magnetic test switch |  | 99.5
| RC |  | remote capable |  | 20
| TD |  | time delay- specify voltage and delay 5 , 10 , 15 min (10 min std) |  | 24
| VM |  | voltmeter |  | 25.5
| Accessories | Item | Description | 15% | 10% | 5%
| 1PK12B | 600100189 | 12” black pendant kit (contact factory for custom lengths) | 25.7 | 22.3 | 20
| 1PK12BA | 600000068 | 12” brushed aluminum pendant kit | 89.5 | 77.8 | 70
| 1PK12W | 600100176 | 12” white pendant kit (contact factory for custom lengths) | 25.7 | 22.3 | 20
| 1PK24B |  | 24” black pendant kit | 34 | 29.5 | 26.5
| 1PK24W | 600100179 | 24” white pendant kit | 34 | 29.5 | 26.5
| 1PK48B |  | 48” black pendant kit | 56.3 | 48.9 | 44
| 1PK48W | 600100187 | 48” white pendant kit | 56.3 | 48.9 | 44
| HHC | 476000021 | remote control for IRT (remote will operate multiple units; order remote separately) | 42.2 | 36.7 | 33
| BPG6 | 100002500-006 | wireguard, 20” x 17” x 12” (medium cabinet battery units) | 329.6 | 286.7 | 258
| WG 9DX20LX19W WHT | 300400009-001 | wireguard, 9"D X 20"L X 19"W, white (RBOU wall, RBOC wall, BRV, WLXE wall, VST375) | 97.8 | 85 | 76.5
Link to Beghelli Web Page
HAZARDOUS UNIT | Model | Item | Description (C1D2, Groups A-D; C2D1 & C2D2, Groups E-G) | 15% | 10% | 5%
Pb-A Battery (Sealed lead calcium)
| BRV HZ 6 12 2MR16 5WLED |  | 6V 18W, sealed lead calcium, 2x5W LED MR16 heads | 438.4 | 381.4 | 343.2
| BRV HZ 6 18 2MR16 5WLED |  | 6V 18W, sealed lead calcium, 2x5W LED MR16 heads | 452.6 | 393.7 | 354.3
| BRV HZ 6 18 2MR16 7WLED |  | 6V 18W, sealed lead calcium, 2x7W LED MR16 heads | 466.7 | 406 | 365.4
| BRV HZ 6 27 2MR16 5WLED |  | 6V 27W, sealed lead calcium, 2x5W LED MR16 heads | 466.7 | 406 | 365.4
| BRV HZ 6 27 2MR16 7WLED |  | 6V 27W, sealed lead calcium, 2x7W LED MR16 heads | 481 | 418.4 | 376.5
| BRV HZ 6 36 2MR16 5WLED |  | 6V 36W, sealed lead calcium, 2x5W LED MR16 heads | 481 | 418.4 | 376.5
| BRV HZ 6 36 2MR16 7WLED |  | 6V 36W, sealed lead calcium, 2x7W LED MR16 heads | 495 | 430.6 | 387.5
| BRV HZ 6 60 2MR16 5WLED |  | 6V 60W sealed lead calcium, 2x5W LED MR16 heads | 495 | 430.6 | 387.5
| BRV HZ 6 60 2MR16 7WLED |  | 6V 60W sealed lead calcium, 2x7W LED MR16 heads | 509.1 | 442.9 | 398.6
| BRV HZ 12 27 2MR16 2WLED |  | 12V 27W, sealed lead calcium, 2x2W LED MR16 heads | 452.6 | 393.7 | 354.3
| BRV HZ 12 27 2MR16 5WLED |  | 12V 27W, sealed lead calcium, 2x5W LED MR16 heads | 466.7 | 406 | 365.4
| BRV HZ 12 27 2MR16 7WLED |  | 12V 27W, sealed lead calcium, 2x7W LED MR16 heads | 481 | 418.4 | 376.5
| BRV HZ 12 36 2MR16 2WLED |  | 12V 36W, sealed lead calcium, 2x2W LED MR16 heads | 466.7 | 406 | 365.4
| BRV HZ 12 36 2MR16 5WLED |  | 12V 36W, sealed lead calcium, 2x5W LED MR16 heads | 481 | 418.4 | 376.5
| BRV HZ 12 36 2MR16 7WLED |  | 12V 36W, sealed lead calcium, 2x7W LED MR16 heads | 495 | 430.6 | 387.5
| BRV HZ 12 60 2MR16 2WLED |  | 12V 60W, sealed lead calcium, 2x2W LED MR16 heads | 481 | 418.4 | 376.5
| BRV HZ 12 60 2MR16 5WLED |  | 12V 60W, sealed lead calcium, 2x5W LED MR16 heads | 495 | 430.6 | 387.5
| BRV HZ 12 60 2MR16 7WLED |  | 12V 60W, sealed lead calcium, 2x7W LED MR16 heads | 509.1 | 442.9 | 398.6
Ni-Cd Battery (Nickel cadmium)
| BRV HZ 6 22 2MR16 5WLED NC |  | 6V 22W, Ni-Cd, 2x5W LED MR16 heads | 495 | 430.6 | 387.5
| BRV HZ 6 22 2MR16 7WLED NC |  | 6V 22W, Ni-Cd, 2x7W LED MR16 heads | 509.1 | 442.9 | 398.6
| BRV HZ 6 42 2MR16 5WLED NC |  | 6V 42W, Ni-Cd, 2x5W LED MR16 heads | 565.8 | 492.2 | 442.9
| BRV HZ 6 42 2MR16 7WLED NC |  | 6V 42W, Ni-Cd, 2x7W LED MR16 heads | 579.9 | 504.5 | 454
| BRV HZ 12 42 2MR16 2WLED NC |  | 12V 42W, Ni-Cd, 2x2W LED MR16 heads | 565.8 | 492.2 | 442.9
| BRV HZ 12 42 2MR16 5WLED NC |  | 12V 42W, Ni-Cd, 2x5W LED MR16 heads | 579.9 | 504.5 | 454
| BRV HZ 12 42 2MR16 7WLED NC |  | 12V 42W, Ni-Cd, 2x7W LED MR16 heads | 594 | 516.7 | 465
| Options |  | Description |  | Adder
| AM |  | ammeter |  | 25.5
| AT |  | autotest (battery units) |  | 22.5
| BZ |  | audible alarm (buzzer) |  | 55
| FAI |  | fire alarm interface - specify signal: normally open, normally closed or 6, 12, 24VDC (specify input voltage) |  | 73
| TD |  | time delay- specify voltage and delay 5 , 10 , 15 min (10 min std) |  | 24
| VM |  | voltmeter |  | 25.5
| Accessories | Item | Description | 15% | 10% | 5%
| BPG6 | 100002500-006 | wireguard, 20” x 17” x 12” (medium cabinet battery units) | 329.6 | 286.7 | 258
| WG 9DX20LX19W WHT | 300400009-001 | wireguard, 9"D X 20"L X 19"W, white (RBOU wall, RBOC wall, BRV, WLXE wall, VST375) | 97.8 | 85 | 76.5
Link to Beghelli Web Page
Return to Index

## BRZ
BREZZA COMBO | Model | Item | Description (indoor / damp / Title 20) | 15% | 10% | 5%
| BRZ LR U WHT | 100100404 | Ni-Cd battery, red LED, universal face, 3W LED, white housing | 66.9 | 58.2 | 52.3
| BRZ LR U BLK | 100100405 | Ni-Cd battery, red LED, universal face, 3W LED, black housing | 66.9 | 58.2 | 52.3
| BRZ LR U WHT AT | 100100408 | Ni-Cd battery, red LED, universal face, 3W LED, white housing, autotest | 90 | 78.3 | 70.4
| BRZ LR U BLK AT | 100100409 | Ni-Cd battery, red LED, universal face, 3W LED, black housing, autotest | 90 | 78.3 | 70.4
| BRZ LG U WHT | 100100412 | Ni-Cd battery, green LED, universal face, 3W LED, white housing | 66.9 | 58.2 | 52.3
| BRZ LG U BLK | 100100413 | Ni-Cd battery, green LED, universal face, 3W LED, black housing | 66.9 | 58.2 | 52.3
| BRZ LG U WHT AT | 100100416 | Ni-Cd battery, green LED, universal face, 3W LED, white housing, autotest | 90 | 78.3 | 70.4
| BRZ LG U BLK AT | 100100417 | Ni-Cd battery, green LED, universal face, 3W LED, black housing, autotest | 90 | 78.3 | 70.4
Link to Beghelli Web Page
Return to Index

## BX910 SE
ACCIAIO SE | Model | Item | Description (NEMA 4x/ Title 20) | 15% | 10% | 5%
EM ONLY
| BX910LED 2 SE WT40 120 277V GRAY | 117103832 | Emergency only, 2ft, 4000K, 120-277V, gray finish | 292.6 | 254.5 | 229
| BX910LED 2 SE WT40 120 277V TOP WHT | 117104048 | Emergency only, 2ft, 4000K, 120-277V, top entry, white finish | 292.6 | 254.5 | 229
| Options |  | Description |  | Adder
| AT |  | autotest |  | 45.9
| BAA |  | Buy American Act |  | 30.6
| PGL |  | prismatic tempered glass lens |  | contact factory
| WG | 376500000 | wireguard |  | 20.4
Link to Beghelli Web Page
Return to Index

## Chicago
CSTX | Model | Item | Description (indoor / damp) | 15% | 10% | 5%
| CSTX HT LR1 |  | Steel Exit, AC only, Red LED, Single Face, Chicago Approved | 146.5 | 127.4 | 114.6
| CSTX HT LR2 |  | Steel Exit, AC only, Red LED, Double Face, Chicago Approved | 162.3 | 141.2 | 127
| CSTX SA LR1 |  | Steel Exit, AC & EM, Red LED, Single Face, Chicago Approved | 153.7 | 133.7 | 120.3
| CSTX SA LR2 |  | Steel Exit, AC & EM, Red LED, Double Face, Chicago Approved | 169.7 | 147.6 | 132.8
| Housing Finish |  | Description |  | Adder
| B |  | black |  | 5
| W |  | white |  | 0
| Configuration |  | Description |  | Adder
| blank |  | exit |  | 0
| STAIR |  | stair |  | 24.5
| STAIRS |  | stairs |  | 22.5
| Arrows |  | Description |  | Adder
| DA |  | double arrow |  | 0
| LA |  | left arrow (single face only) |  | 0
| LARA |  | left/ right arrow (double face only) |  | 0
| NA |  | no arrows |  | 0
| RA |  | right arrow (single face only) |  | 0
Link to Beghelli Web Page
CHESM | Model | Item | Description (indoor / damp) | 15% | 10% | 5%
| CH ESM 612 2LED3.3W BLK | 101100604 | Emergency unit, steel, 6V, 12W capacity, sealed lead acid battery, 2 x 3.3W LED heads, 5.4W remote capacity, black housing, 120/277V input, Chicago approved. | 109.9 | 95.6 | 86
| CH ESM 612 2LED3.3W WHT | 101100605 | Emergency unit, steel, 6V, 12W capacity, sealed lead acid battery, 2 x 3.3W LED heads, 5.4W remote capacity, white housing, 120/277V input, Chicago approved. | 109.9 | 95.6 | 86
Link to Beghelli Web Page
CHREDG | Model | Item | Description (indoor / damp) | 15% | 10% | 5%
| CH REDG HT LR1 |  | Edgelit Exit, AC only, Recessed, Red LED, Single Face, Chicago Approved | 197.6 | 171.9 | 154.7
| CH REDG HT LR2 |  | Edgelit Exit, AC only, Recessed, Red LED, Double Face, Chicago Approved | 226.7 | 197.2 | 177.4
| CH REDG SA LR1 |  | Edgelit Exit, AC & EM, Recessed, Red LED, Single Face, Chicago Approved | 205.1 | 178.4 | 160.5
| CH REDG SA LR2 |  | Edgelit Exit, AC & EM, Recessed, Red LED, Double Face, Chicago Approved | 234.1 | 203.6 | 183.2
| Trim Finish |  | Description |  | Adder
| A |  | aluminum |  | 0
| W |  | white |  | 0
| Configuration |  | Description |  | Adder
| X |  | EXIT |  | 0
| S |  | STAIR |  | 25
| Arrows |  | Description |  | Adder
| blank |  | no arrows |  | 0
| 2A |  | double arrow |  | 0
| RA |  | right arrow (single face only) |  | 0
| LA |  | left arrow (single face only) |  | 0
| LRA |  | left/ right arrow (double face only) |  | 0
| Options |  | Description |  | Adder
| WM |  | wall mount |  | 41
Link to Beghelli Web Page
CHSEDG | Model | Item | Description (indoor / damp) | 15% | 10% | 5%
| CH SEDG HT LR1 |  | Edgelit Exit, AC only, Surface Mount, Red LED, Single Face, Chicago Approved | 178.8 | 155.5 | 139.9
| CH SEDG HT LR2 |  | Edgelit Exit, AC only, Surface Mount, Red LED, Double Face, Chicago Approved | 210.4 | 183 | 164.7
| CH SEDG SA LR1 |  | Edgelit Exit, AC & EM, Surface Mount, Red LED, Single Face, Chicago Approved | 186.1 | 161.9 | 145.7
| CH SEDG SA LR2 |  | Edgelit Exit, AC & EM, Surface Mount, Red LED, Double Face, Chicago Approved | 217.8 | 189.4 | 170.4
| Trim Finish |  | Description |  | Adder
| A |  | aluminum |  | 0
| W |  | white |  | 0
| Configuration |  | Description |  | Adder
| X |  | EXIT |  | 0
| S |  | STAIR |  | 25
| Arrows |  | Description |  | Adder
| blank |  | no arrows |  | 0
| 2A |  | double arrow |  | 0
| RA |  | right arrow (single face only) |  | 0
| LA |  | left arrow (single face only) |  | 0
| LRA |  | left/ right arrow (double face only) |  | 0
Link to Beghelli Web Page
Return to Index

## CRV
CURVA
RECESSED EM (CRVR) | Model | Item | Description (indoor / damp) | 15% | 10% | 5%
| CRVRSEW | 100102088 | Curva recessed EM unit, LiFePO4, autotest, 120-277V, white | 115 | 100 | 90
| CRVRSEBA | 100102089 | Curva recessed EM unit, LiFePO4, autotest, 120-277V, brushed aluminum | 115 | 100 | 90
Link to Beghelli Web Page
EXIT (CRV2) | Model | Item | Description (indoor / damp) | 15% | 10% | 5%
| CRV2HTUBA | 100101646 | Universal edge-lit exit, AC only, red/green, single clear and double mirror panels, brushed aluminum | 77.8 | 67.6 | 60.8
| CRV2HTUW | 100101647 | Universal edge-lit exit, AC only, red/green, single clear and double mirror panels, white | 77.8 | 67.6 | 60.8
| CRV2SAUBA | 100101648 | Universal edge-lit exit, AC & EM, red/green, single clear and double mirror panels, brushed aluminum, autotest | 90 | 78.3 | 70.4
| CRV2SAUW | 100101649 | Universal edge-lit exit, AC & EM, red/green, single clear and double mirror panels, white, autotest | 90 | 78.3 | 70.4
| Accessories | Item | Description | 15% | 10% | 5%
| 1PK12BCRV |  | 12” black pendant kit | 30.7 | 26.7 | 24
| 1PK24BCRV |  | 24” black pendant kit | 35.9 | 31.2 | 28
| 1PK48BCRV |  | 48” black pendant kit | 51.2 | 44.5 | 40
| 1PK12WCRV | 600100182 | 12” white pendant kit | 30.7 | 26.7 | 24
| 1PK24WCRV | 600100313 | 24” white pendant kit | 35.9 | 31.2 | 28
| 1PK48WCRV | 600100284 | 48” white pendant kit | 51.2 | 44.5 | 40
| CRV21MPNL | 100101650 | Single face mirror panel | 16.7 | 14.5 | 13
| CRV21WPNL | 100101651 | Single face white panel | 18.7 | 16.2 | 14.5
| CRV22WPNL | 100101652 | Double face white panel | 20.5 | 17.8 | 16
| RK WHT HT | 300100070 | Recessed kit, white, HT only (no holes) | 37.2 | 32.3 | 29
| RK WHT SA | 300100060 | Recessed kit, white, SA only (with holes) | 37.2 | 32.3 | 29
| RK BAL HT | 300100054 | Recessed kit, brushed aluminum, HT only (no holes) | 37.2 | 32.3 | 29
| RK BAL SA | 300100055 | Recessed kit, brushed aluminum, SA only (with holes) | 37.2 | 32.3 | 29
Link to Beghelli Web Page
EXIT (CRV) | Model | Item | Description (indoor / damp) | 15% | 10% | 5%
AC ONLY
WHILE INVENTORY LASTS (note: alternate panels may be available at no charge) | CRV HT LR1 MIR SM AL | 100100762 | AC only, single face, red LED, mirror panel, alum. finish | 44.7 | 38.9 | 35
| CRV HT LR2 WHT SM WHT | 100100803 | AC only, double face, red LED, white panel, white finish | 44.7 | 38.9 | 35
| CRV HT LG1 MIR SM WHT | 100100650 | AC only, single face, green LED, mirror panel, white finish | 44.7 | 38.9 | 35
| CRV HT LG2 MIR SM WHT | 100100576 | AC only, double face, green LED, mirror panel, white finish | 44.7 | 38.9 | 35
AC & EM
| CRV SA LR1 MIR SM AL AT | 100100707 | Ni-Cd battery, single face, red LED, mirror panel, alum. finish, Autotest | 54.9 | 47.8 | 43
| CRV SA LR1 MIR SM WHT AT | 100100597 | Ni-Cd battery, single face, red LED, mirror panel, white finish, Autotest | 54.9 | 47.8 | 43
| CRV SA LR2 MIR SM AL AT | 100100563 | Ni-Cd battery, double face, red LED, mirror panel, alum. finish, Autotest | 54.9 | 47.8 | 43
| CRV SA LR2 WHT SM AL AT | 100100804 | Ni-Cd battery, double face, red LED, white panel, alum. finish, Autotest | 54.9 | 47.8 | 43
| CRV SA LG1 CLR SM AL AT | 100100565 | Ni-Cd battery, single face, green LED, clear panel, alum. finish, Autotest | 54.9 | 47.8 | 43
| CRVSA LG1 CS ALAT 220V SALIDA | 100100704 | Ni-Cd, Salida, single face, green LED, clear panel, alum. finish, Autotest | 54.9 | 47.8 | 43
| CRV SA LG1 MIR SM AL AT | 100100761 | Ni-Cd battery, single face, green LED, mirror panel, alum. finish, Autotest | 54.9 | 47.8 | 43
Link to Beghelli Web Page
COMBO (CRVC) | Model | Item | Description | 15% | 10% | 5%
Single Face
| CRV C SA LR1 CLR R BA | 100101024 | Combo unit, red LED, single face, clear panel, recess mount, brushed aluminum finish, 2x2.5W lamps, autotest, 120/277V, | 143.6 | 124.9 | 112.4
| CRV C SA LR1 CLR R WHT | 100101026 | Combo unit, red LED, single face, clear panel, recess mount, white finish, 2x2.5W lamps, autotest, 120/277V, | 143.6 | 124.9 | 112.4
| CRV C SA LG1 CLR R BA | 100101051 | Combo unit, green LED, single face, clear panel, recess mount, brushed aluminum finish, 2x2.5W lamps, autotest, 120/277V, | 143.6 | 124.9 | 112.4
| CRV C SA LG1 CLR R WHT | 100101053 | Combo unit, green LED, single face, clear panel, recess mount, white finish, 2x2.5W lamps, autotest, 120/277V, | 143.6 | 124.9 | 112.4
| CRV C SA LR1 CLR R BA RC | 100101025 | Combo unit, red LED, single face, clear panel, recess mount, brushed aluminum finish, 2x2.5W lamps, remote capable, autotest 120/277V, | 166.4 | 144.7 | 130.2
| CRV C SA LR1 CLR R WHT RC | 100101027 | Combo unit, red LED, single face, clear panel, recess mount, white finish, 2x2.5W lamps, remote capable, autotest 120/277V, | 166.4 | 144.7 | 130.2
| CRV C SA LG1 CLR R BA RC | 100101052 | Combo unit, green LED, single face, clear panel, recess mount, brushed aluminum finish, 2x2.5W lamps, remote capable, autotest 120/277V, | 166.4 | 144.7 | 130.2
| CRV C SA LG1 CLR R WHT RC | 100101054 | Combo unit, green LED, single face, clear panel, recess mount, white finish, 2x2.5W lamps, remote capable, autotest 120/277V, | 166.4 | 144.7 | 130.2
Double Face
| CRV C SA LR2 MIR R BA |  | Combo unit, red LED, double face, mirror panel, recess mount, brushed aluminum finish, 2x2.5W lamps, autotest, 120/277V, | 187.9 | 163.4 | 147
| CRV C SA LR2 MIR R WHT |  | Combo unit, red LED, double face, mirror panel, recess mount, white finish, 2x2.5W lamps, autotest, 120/277V, | 187.9 | 163.4 | 147
| CRV C SA LG2 MIR R BA |  | Combo unit, green LED, double face, mirror panel, recess mount, brushed aluminum finish, 2x2.5W lamps, autotest, 120/277V, | 187.9 | 163.4 | 147
| CRV C SA LG2 MIR R WHT |  | Combo unit, green LED, double face, mirror panel, recess mount, white finish, 2x2.5W lamps, autotest, 120/277V, | 187.9 | 163.4 | 147
| CRV C SA LR2 MIR R BA RC |  | Combo unit, red LED, double face, mirror panel, recess mount, brushed aluminum finish, 2x2.5W lamps, remote capable, autotest 120/277V, | 210.7 | 183.3 | 164.9
| CRV C SA LR2 MIR R WHT RC |  | Combo unit, red LED, double face, mirror panel, recess mount, white finish, 2x2.5W lamps, remote capable, autotest 120/277V, | 210.7 | 183.3 | 164.9
| CRV C SA LG2 MIR R BA RC |  | Combo unit, green LED, double face, mirror panel, recess mount, brushed aluminum finish, 2x2.5W lamps, remote capable, autotest 120/277V, | 210.7 | 183.3 | 164.9
| CRV C SA LG2 MIR R WHT RC |  | Combo unit, green LED, double face, mirror panel, recess mount, white finish, 2x2.5W lamps, remote capable, autotest 120/277V, | 210.7 | 183.3 | 164.9
| Single Face Mirror Option | Item | Description |  | Adder
| 1MIR |  | red or green single face mirror option |  | 15.5
| Surface Mount Option | Item | Description |  | Adder
| SM (brushed aluminum finish) | 100101032 | Surface mount housing kit for CRV-C, brushed aluminum finish |  | 25
| SM (white finish) | 100101042 | Surface mount housing kit for CRV-C, white finish |  | 27
Link to Beghelli Web Page
WIRE GUARD | Model | Item | Description | 15% | 10% | 5%
| WG 3DX16.5LX14W WHT | 300400012-001 | wireguard, 3"D X 16.5"L X 14"W, white (FRMC wall, STX wall, QR wall, CRVC recessed wall, LC1 wall, NYCSTX wall, NYCEST wall, PXA wall, PX wall, ATXRE wall) | 75.3 | 65.5 | 58.9
| WG 6DX16.5LX14W WHT | 300400013-001 | wireguard, 6"D X 16.5"L X 14"W, white (OL2 surface wall, CRV recessed wall, ESL surface, EVR wall, FTZC wall, VE wall, FTZ wall, VST MINI wall, VSTM wall, PCHA wall, EPX wall, EPC wall) | 87.6 | 76.2 | 68.5
| WG 4.5DX19.5LX13W WHT | 300400025-001 | wireguard, 4.5"D X 19.5"L X 13"W, white (ATX wall, ATXSWCT wall, STXSWCT wall, CRVC surface wall) | 67.8 | 58.9 | 53
Link to Beghelli Web Page
Return to Index

## CYC
CYCLONE
CYCLONE (CYC) | Model | Item | Description (indoor / Title 20) | 15% | 10% | 5%
| CYCHTLR1 |  | AC only, single face, red LED | 152.3 | 132.5 | 119.2
| CYCHTLR2 |  | AC only, double face, red LED | 157.1 | 136.6 | 122.9
| CYCHTLG1 |  | AC only, single face, green LED | 164.1 | 142.7 | 128.4
| CYCHTLG2 |  | AC only, double face, green LED | 168.8 | 146.8 | 132.1
| CYCSALR1 |  | Ni-Cd Battery, single face, red LED | 163.3 | 142 | 127.8
| CYCSALR2 |  | Ni-Cd Battery, double face, red LED | 168.2 | 146.3 | 131.6
| CYCSALG1 |  | Ni-Cd Battery, single face, green LED | 175.1 | 152.3 | 137
| CYCSALG2 |  | Ni-Cd Battery, double face, green LED | 179.8 | 156.4 | 140.7
| Panels |  | Description |  | Adder
| CLR |  | clear panel, single face only |  | 0
| MIR |  | mirror panel, single or double face |  | 0
| WHT |  | white panel, single or double face |  | 0
| Mounting |  | Description |  | Adder
| ES |  | end mount |  | 0
| WCS |  | wall or ceiling surface mount |  | 0
| Options |  | Description |  | Adder
| 120SA |  | 120 min emergency (SA only) |  | 28
* | AT |  | autotest (SA only) |  | 19.5
| BA |  | brushed aluminum finish |  | 19.8
| BLK |  | black finish |  | 18.5
| CC |  | custom color |  | contact factory
| OV |  | oval panel (cannot be combined with SWCT/ SWHE) |  | contact factory
* | SW |  | special wording (specify) |  | contact factory
| SWCT |  | Connecticut compliant exit with modified ADA symbol |  | 72
| SWHE |  | exit with international ADA symbol |  | 72
| Accessories | Item | Description | 15% | 10% | 5%
| 1PK12B | 600100189 | 12” black pendant kit (contact factory for custom lengths) | 25.7 | 22.3 | 20
| 1PK12BA | 600000068 | 12” brushed aluminum pendant kit | 89.5 | 77.8 | 70
| 1PK12W | 600100176 | 12” white pendant kit (contact factory for custom lengths) | 25.7 | 22.3 | 20
| 1PK24B |  | 24” black pendant kit | 34 | 29.5 | 26.5
| 1PK24W | 600100179 | 24” white pendant kit | 34 | 29.5 | 26.5
| 1PK48B |  | 48” black pendant kit | 56.3 | 48.9 | 44
| 1PK48W | 600100187 | 48” white pendant kit | 56.3 | 48.9 | 44
* Not available with SWCT nor SWHE options
Link to Beghelli Web Page
Link to Beghelli Web Page (CYC-SWCT/ SWHE)
CYCLONE ECO | Model | Item | Description (indoor/ damp) | 15% | 10% | 5%
| CYCECOSALUWCS120/277V | 100100770 | Ni-Cd Battery, single and double face panels, red and green LED, ceiling/wall/slope surface | 74.2 | 64.5 | 58
Link to Beghelli Web Page
Return to Index

## DLX
DLX | Model | Item | Description (indoor) | 15% | 10% | 5%
DLX50
| DLX50 P1 B UB | 100100496 | Indoor, 50ft viewing, single face, plastic, black frame | 165.1 | 143.6 | 129.2
| DLX50 P1 G UB | 100100772 | Indoor, 50ft viewing, single face, plastic, green frame | 165.1 | 143.6 | 129.2
| DLX50 P1 R UB | 100100524 | Indoor, 50ft viewing, single face, plastic, red frame | 165.1 | 143.6 | 129.2
| DLX50 P1 W G UB | 100100610 | Indoor, 50ft viewing, single face, white frame with green lettering outline | 165.1 | 143.6 | 129.2
| DLX50 P1 W R UB | 100100620 | Indoor, 50ft viewing, single face, white frame with red lettering outline | 165.1 | 143.6 | 129.2
| DLX50 P2 B UB | 100100648 | Indoor, 50ft viewing, double face, black frame | 256.3 | 222.9 | 200.6
| DLX50 P2 W G UB | 100100611 | Indoor, 50ft viewing, double face, white frame with green lettering outline | 261.7 | 227.6 | 204.8
| DLX50 P2 W R UB | 100100640 | Indoor, 50ft viewing, double face, white frame with red lettering outline | 261.7 | 227.6 | 204.8
Link to Beghelli Web Page
| DLX100 |  |  | 15% | 10% | 5%
| DLX100 P1 B UB | 100100603 | Indoor / outdoor, 100ft viewing, single face, black frame | 382.3 | 332.6 | 299.3
| DLX100 P1 G UB | 100100608 | Indoor / outdoor, 100ft viewing, single face, green frame | 382.3 | 332.6 | 299.3
| DLX100 P1 R UB | 100100612 | Indoor / outdoor, 100ft viewing, single face, red frame | 382.3 | 332.6 | 299.3
| DLX100 P2 B UB | 100100649 | Indoor / outdoor, 100ft viewing, double face, black frame | 672 | 584.6 | 526.1
| DLX100 P2 G UB | 100100626 | Indoor / outdoor, 100ft viewing, double face, green frame | 672 | 584.6 | 526.1
| DLX100 P2 R UB | 100100655 | Indoor / outdoor, 100ft viewing, double face red frame | 672 | 584.6 | 526.1
Link to Beghelli Web Page
NOTE: DLX PRODUCTS ARE NOT RETURNABLE.
Return to Index

## EDT
EDT | Model | Item | Description (wet / NEMA 4x) | 15% | 10% | 5%
Pb-A Battery (Sealed lead calcium)
| EDT 618 0 |  | 6V 18W, sealed lead calcium, no heads | 261.9 | 227.8 | 205
| EDT 627 0 |  | 6V 27W, sealed lead calcium, no heads | 273.8 | 238.2 | 214.3
| EDT 636 0 |  | 6V 36W, sealed lead calcium, no heads | 285.7 | 248.5 | 223.6
| EDT 660 0 |  | 6V 60W, sealed lead calcium, no heads | 297.5 | 258.8 | 232.9
| EDT 672 0 |  | 6V 72W, sealed lead calcium, no heads | 309.6 | 269.3 | 242.3
| EDT 6100 0 |  | 6V 100W, sealed lead calcium, no heads | 321.4 | 279.6 | 251.6
| EDT 6120 0 |  | 6V 120W, sealed lead calcium, no heads | 333.2 | 289.8 | 260.8
| EDT 6200 0 |  | 6V 200W, sealed lead calcium, no heads | 345.2 | 300.3 | 270.2
| EDT 12 27 0 |  | 12V 27W, sealed lead calcium, no heads | 254.6 | 221.5 | 199.3
| EDT 12 36 0 |  | 12V 36W, sealed lead calcium, no heads | 266.6 | 231.9 | 208.7
| EDT 12 60 0 |  | 12V 60W, sealed lead calcium, no heads | 278.6 | 242.3 | 218
| EDT 12 72 0 |  | 12V 72W, sealed lead calcium, no heads | 302.2 | 262.9 | 236.6
| EDT 12 120 0 |  | 12V 120W, sealed lead calcium, no heads | 339.4 | 295.2 | 265.6
| EDT 12 140 0 |  | 12V 140W, sealed lead calcium, no heads | 351.2 | 305.5 | 274.9
| EDT 12 160 0 |  | 12V 160W, sealed lead calcium, no heads | 363 | 315.8 | 284.2
| EDT 12 180 0 |  | 12V 180W, sealed lead calcium, no heads | 374.8 | 326 | 293.4
| EDT 12 360 0 |  | 12V 360W, sealed lead calcium, no heads | 386.8 | 336.5 | 302.8
| EDT 24 280 0 |  | 24V 280W, sealed lead calcium, no heads | 666.3 | 579.6 | 521.6
| EDT 24 360 0 |  | 24V 360W, sealed lead calcium, no heads | 712.9 | 620.2 | 558.1
Ni-Cd Battery (Nickel cadmium)
| EDT 6 22 0 NC |  | 6V 22W, Ni-Cd, no heads | 287.2 | 249.8 | 224.8
| EDT 6 42 0 NC |  | 6V 42W, Ni-Cd, no heads | 307.9 | 267.8 | 241
| EDT 6 54 0 NC |  | 6V 54W, Ni-Cd, no heads | 329.8 | 286.9 | 258.2
| EDT 6 90 0 NC |  | 6V 90W, Ni-Cd, no heads | 353.5 | 307.5 | 276.7
| EDT 12 42 0 NC |  | 12V 42W, Ni-Cd, no heads | 330.9 | 287.8 | 259
| EDT 12 90 0 NC |  | 12V 90W, Ni-Cd, no heads | 399.9 | 347.9 | 313.1
| EDT 12 130 0 NC |  | 12V 130W, Ni-Cd, no heads | 547.4 | 476.2 | 428.5
| EDT 12 200 0 NC |  | 12V 200W, Ni-Cd, no heads | 666.4 | 579.7 | 521.7
| EDT 24 100 0 NC |  | 24V 100W, Ni-Cd, no heads | 618.9 | 538.4 | 484.5
| EDT 24 200 0 NC |  | 24V 200W, Ni-Cd, no heads | 736.5 | 640.7 | 576.6
| LAMP HEADS |  | Description | 15% | 10% | 5%
| 1SEA2WLED |  | single MR16 head with one 2W LED lamp (12V ONLY) | 23 | 20 | 18
| 1SEA5WLED |  | single MR16 head with one 5W LED lamp | 26.3 | 22.8 | 20.5
| 1SEA7WLED |  | single MR16 head with one 7W LED lamp | 56.3 | 48.9 | 44
| 1LR6WLEDSB |  | single PAR36 head with one 6W sealed beam LED lamp (12V ONLY) | 32.7 | 28.4 | 25.5
| 1LR7.2W |  | single PAR 36 head with one 7.2W incandescent lamp (6V ONLY) | 32.7 | 28.4 | 25.5
| 1LR9W |  | single PAR36 head with one 9W incandescent lamp | 13.5 | 11.7 | 10.5
| 1LR12W |  | single PAR36 head with one 12W incandescent lamp (12V ONLY) | 13.5 | 11.7 | 10.5
| 1LR18W |  | single PAR36 head with one 18W incandescent lamp (12V & 24V ONLY) | 13.5 | 11.7 | 10.5
| 1LR12WQ |  | single PAR36 head with one 12W quartz halogen lamp (6V & 12V ONLY) | 26.9 | 23.4 | 21
| 1LR20WQ |  | single PAR36 head with one 20W quartz halogen lamp (12V ONLY) | 26.9 | 23.4 | 21
| 1TESSQ5W |  | TESTA LED 5W, 640LM, square single head, 12-24V | 58.9 | 51.2 | 46
| 1TESSQ9W |  | TESTA LED 9W, 1100LM, square single head, 12-24V | 67.8 | 58.9 | 53
| 1TESSQ14W |  | TESTA LED 14W, 1450LM, square single head, 12-24V | 67.8 | 58.9 | 53
| 1TESSQ30W |  | TESTA LED 30W, 2500LM, square single head, 12-24V | 72.9 | 63.4 | 57
| 2SEA2WLED |  | double MR16 heads with 2W LED lamps (12V ONLY) | 45.5 | 39.5 | 35.5
| 2SEA5WLED |  | double MR16 heads with 5W LED lamps | 51.8 | 45 | 40.5
| 2SEA7WLED |  | double MR16 heads with 7W LED lamps | 112.5 | 97.8 | 88
| 2LR6WLEDSB |  | double PAR36 heads with 6W sealed beam LED lamps (12V & 24V ONLY) | 64.6 | 56.2 | 50.5
| 2LR7.2W |  | double PAR36 heads with 7.2W incandescent lamps (6V ONLY) | 64.6 | 56.2 | 50.5
| 2LR9W |  | double PAR36 heads with 9W incandescent lamps | 26.9 | 23.4 | 21
| 2LR12W |  | double PAR36 heads with 12W incandescent lamps (12V ONLY) | 26.9 | 23.4 | 21
| 2LR18W |  | double PAR36 heads with 18W incandescent lamps (12V & 24V ONLY) | 26.9 | 23.4 | 21
| 2LR12WQ |  | double PAR36 heads with 12W quartz halogen lamps (6V & 12V ONLY) | 53.7 | 46.7 | 42
| 2LR20WQ |  | double PAR36 heads with 20W quartz halogen lamps (12V ONLY) | 53.7 | 46.7 | 42
| 2TESSQ5W |  | double TESTA square LED heads, 5W 640LM each, 12-24V | 118.2 | 102.8 | 92.5
| 2TESSQ9W |  | double TESTA square LED heads, 9W 1100LM each, 12-24V | 134.9 | 117.3 | 105.5
| 2TESSQ14W |  | double TESTA square LED heads, 14W 1450LM each, 12-24V | 134.9 | 117.3 | 105.5
| 2TESSQ30W |  | double TESTA square LED heads, 30W 2500LM each, 12-24V | 145.7 | 126.7 | 114
| 3LR6WLEDSB |  | three PAR36 heads with 6W sealed beam LED lamps (12V & 24V ONLY) | 97.2 | 84.5 | 76
| 3LR7.2W |  | three PAR36 heads with 7.2W incandescent lamps (6V ONLY) | 97.2 | 84.5 | 76
| 3LR9W |  | three PAR36 heads with 9W incandescent lamps | 41 | 35.6 | 32
| 3LR12W |  | three PAR36 heads with 12W incandescent lamps (12V ONLY) | 41 | 35.6 | 32
| 3LR18W |  | three PAR36 heads with 18W incandescent lamps (12V & 24V ONLY) | 41 | 35.6 | 32
| 3LR12WQ |  | single PAR36 head with one 12W quartz halogen lamp (6V & 12V ONLY) | 79.9 | 69.5 | 62.5
| 3LR20WQ |  | three PAR36 heads with 20W quartz halogen lamps (12V ONLY) | 79.9 | 69.5 | 62.5
| Options |  | Description |  | Adder
| AM |  | ammeter |  | 25.5
| AT |  | autotest (battery units) |  | 22.5
| HV |  | 480V (consult factory for leadtime) |  | consult factory
| IH |  | internal heater (specify voltage) |  | 74
| IRT |  | infrared testing (specify input voltage) |  | 82
| LC |  | line cord (120V only) |  | 17
| LD |  | lamp disconnect |  | 24.5
| TC |  | teflon coated lenses |  | 20.5
| TD |  | time delay- specify voltage and delay 5 , 10 , 15 min (10 min std) |  | 24
| TLP |  | twist lock plug - 120V only (not available with line cord) |  | 34
| VM |  | voltmeter |  | 25.5
| Accessories | Item | Description | 15% | 10% | 5%
| HHC | 476000021 | remote control for IRT (remote will operate multiple units; order remote separately) | 42.2 | 36.7 | 33
Note: To properly size unit, ensure sufficient capacity is chosen to run lamp wattages on unit plus any additional load. For example, if the unit is configured with 2 lamp heads of 9W each, the minimum capacity required is 18W. Any additional load will require additional capacity.
Link to Beghelli Web Page
Return to Index

## EL
ECCO LUNA | Model | Item | Description (wet / IP65) | 15% | 10% | 5%
| EL SE 205LED 120/277VAC | 101000037 | Emergency, 6V, 10W, 2x5W LED MR16 lamps ,120/277V input | 171.2 | 148.9 | 134
| EL SE 205LED AT | 101000038 | Emergency, 6V, 10W, 2x5W LED MR16 lamps ,120/277V input, autotest | 184 | 160 | 144
| Options |  | Description |  | Adder
| 120SP |  | 120 min emergency (SA only) |  | 28
| B |  | black finish |  | 25.4
| CS |  | line cord (120V only) |  | 17
| W |  | white finish |  | 30.5
| Accessories | Item | Description | 15% | 10% | 5%
| BPG1 | 100002500-001 | wireguard, 19.75” x 19.75” x 7.25” (Tempesta, wall mount STXC) | 116.9 | 101.7 | 91.5
| WG 4.5DX19.5LX13W WHT | 300400025-001 | wireguard, 4.5"D X 19.5"L X 13"W, white (ATX wall, ATXSWCT wall, STXSWCT wall, CRVC surface wall) | 67.8 | 58.9 | 53
Link to Beghelli Web Page
Return to Index

## EP
EPX | Model | Item | Description (Title 20) | 15% | 10% | 5%
| EPXHT | 100101525 | LED Exit, thermoplastic, AC only, single SKU: red/green/ single/double panels/ universal mount, 120/277V, white | 19.9 | 17.3 | 15.5
| EPXSA | 100101526 | LED Exit, thermoplastic, AC & EM, single SKU: red/green/ single/double panels/ universal mount, 120/277V, white | 21.8 | 18.9 | 17
| EPXHTB | 100101527 | LED Exit, thermoplastic, AC only, single SKU: red/green/ single/double panels/ universal mount, 120/277V, black | 19.9 | 17.3 | 15.5
| EPXSAB | 100101528 | LED Exit, thermoplastic, AC & EM, single SKU: red/green/ single/double panels/ universal mount, 120/277V, black | 21.8 | 18.9 | 17
| Options |  | Description |  | Adder
| 2C |  | 2 circuit for HT only, specify 120V (2C120) or 277V (2C277) |  | 11.2
| ATG |  | autotest for GREEN LETTERS ONLY (SA models only) |  | 19.2
| ATR |  | autotest for RED LETTERS ONLY (SA models only) |  | 19.2
| USA |  | assembled in USA |  | 37.5
| Accessories | Item | Description | 15% | 10% | 5%
| WG 6DX16.5LX14W WHT | 300400013-001 | wireguard, 6"D X 16.5"L X 14"W, white (OL2 surface wall, CRV recessed wall, ESL surface, EVR wall, FTZC wall, VE wall, FTZ wall, VST MINI wall, VSTM wall, PCHA wall, EPX wall, EPC wall) | 87.6 | 76.2 | 68.5
| WG 14.5DX12.5LX6.5W WHT | 300400015-001 | wireguard, 14.5"D X 12.5"L X 6.5"W, white (STX ceiling, WLX ceiling, WLX end mount, VE end mount, STX end mount, FMPL ceiling/ end, PXA ceiling, EPX end) | 96.5 | 83.9 | 75.5
| WG 10DX19LX7W WHT | 300400016-001 | wireguard, 10"D X 19"L X 7"W, white (EL ceiling, CRV ceiling recessed, ATX ceiling, ATXSWCT ceiling, STXSWCT ceiling, EPX ceiling, EPC ceiling) | 83.2 | 72.3 | 65
Link to Beghelli Web Page
EPC | Model | Item | Description (Title 20) | 15% | 10% | 5%
| EPC | 100101535 | Combo, thermoplastic, 0.5W LED lamp heads, red and green letters, universal face and mounting, 120/277V, white | 42.9 | 37.3 | 33.5
| EPCB | 100101536 | Combo, thermoplastic, 0.5W LED lamp heads, red and green letters, universal face and mounting, 120/277V, black | 42.9 | 37.3 | 33.5
| EPCHO | 100101539 | Combo, thermoplastic, 2W LED lamp heads, red and green letters, universal face and mounting, 120/277V, white | 55 | 47.8 | 43
| EPCBHO | 100101540 | Combo, thermoplastic, 2W LED lamp heads, red and green letters, universal face and mounting, 120/277V, black | 55 | 47.8 | 43
| EPCRC | 100101537 | Combo, thermoplastic, 0.5W LED lamp heads, red and green letters, universal face and mounting, 120/277V, white, 1W remote capacity | 55 | 47.8 | 43
| EPCBRC | 100101538 | Combo, thermoplastic, 0.5W LED lamp heads, red and green letters, universal face and mounting, 120/277V, black, 1W remote capacity | 55 | 47.8 | 43
| Options |  | Description |  | Adder
| ATG |  | autotest for GREEN LETTERS ONLY (SA models only) |  | 19.2
| ATR |  | autotest for RED LETTERS ONLY (SA models only) |  | 19.2
| HVG |  | 120/230V, 50/60Hz for GREEN LETTERS ONLY |  | 18.3
| HVR |  | 120/230V, 50/60Hz for RED LETTERS ONLY |  | 18.3
| Accessories | Item | Description | 15% | 10% | 5%
| WG 6DX16.5LX14W WHT | 300400013-001 | wireguard, 6"D X 16.5"L X 14"W, white (OL2 surface wall, CRV recessed wall, ESL surface, EVR wall, FTZC wall, VE wall, FTZ wall, VST MINI wall, VSTM wall, PCHA wall, EPX wall, EPC wall) | 87.6 | 76.2 | 68.5
| WG 10DX19LX7W WHT | 300400016-001 | wireguard, 10"D X 19"L X 7"W, white (EL ceiling, CRV ceiling recessed, ATX ceiling, ATXSWCT ceiling, STXSWCT ceiling, EPX ceiling, EPC ceiling) | 83.2 | 72.3 | 65
Link to Beghelli Web Page
EPE | Model | Item | Description (Title 20) | 15% | 10% | 5%
| EPE | 100101529 | Emergency unit, thermoplastic, 1.5W LED heads, Ni-Cd, 120/277V, white | 21.5 | 18.7 | 16.8
| EPEB | 100101530 | Emergency unit, thermoplastic, 1.5W LED heads, Ni-Cd, 120/277V, black | 21.5 | 18.7 | 16.8
| EPEAT | 100101533 | Emergency unit, thermoplastic, 1.5W LED heads, Ni-Cd, 120/277V, white, autotest | 37.6 | 32.7 | 29.4
| EPEBAT | 100101534 | Emergency unit, thermoplastic, 1.5W LED heads, Ni-Cd, 120/277V, black, autotest | 37.6 | 32.7 | 29.4
| EPERC | 100101531 | Emergency unit, thermoplastic, 1.5W LED heads, Ni-Cd, 120/277V, white, 2.5W remote capacity | 32.2 | 28 | 25.2
| EPEBRC | 100101532 | Emergency unit, thermoplastic, 1.5W LED heads, Ni-Cd, 120/277V, black, 2.5W remote capacity | 32.2 | 28 | 25.2
| EPEATRC | 100101542 | Emergency unit, thermoplastic, 1.5W LED heads, Ni-Cd, 120/277V, white, autotest, 2.5W remote capacity | 48.3 | 42 | 37.8
| EPEBATRC | 100101543 | Emergency unit, thermoplastic, 1.5W LED heads, Ni-Cd, 120/277V, black, autotest, 2.5W remote capacity | 48.3 | 42 | 37.8
| Options |  | Description |  | Adder
| USA |  | assembled in USA |  | 21
| Accessories | Item | Description | 15% | 10% | 5%
| WG 4.5DX17.5LX7W WHT | 300400008-001 | wireguard, 4.5"D X 17.5"L X 7"W, white (TEMPESTA, BBX surface, EPE wall) | 59.4 | 51.6 | 46.4
| WG 6DX11LX7W WHT | 300400014-001 | wireguard, 6"D X 11"L X 7"W, white (MEZ wall, PEH wall, EPE ceiling) | 69.8 | 60.7 | 54.6
Link to Beghelli Web Page
Return to Index

## ESL
ESL | Model | Item | Description (indoor) | 15% | 10% | 5%
Pb-A Battery (Sealed lead calcium)
| ESL 6 18 0 |  | battery unit 6V 18W, no heads | 115.2 | 100.2 | 90.1
| ESL 6 36 0 |  | battery unit 6V 36W, no heads | 120.6 | 104.9 | 94.4
| ESL 12 18 0 |  | battery unit 12V 18W, no heads | 132.7 | 115.4 | 103.8
| ESL 12 36 0 |  | battery unit 12V 36W, no heads | 138 | 120 | 108
Ni-Cd Battery (Nickel cadmium)
| ESL 6 22 0 NC |  | battery unit 6V 22W (NI-CD), no heads | 166 | 144.4 | 129.9
| Head Mounting |  | Description |  | Adder
| FM |  | front mounted heads |  | 20.3
| SM |  | side-mounted heads |  | 20.3
| TM |  | top mount (standard) |  | 0
| Options |  | Description |  | Adder
| AT |  | autotest (battery units) |  | 22.5
| BLK |  | black finish |  | 18.5
| BZ |  | audible alarm (buzzer) |  | 55
| CC |  | custom color |  | contact factory
| IRT |  | infrared testing (specify input voltage) |  | 82
| LC |  | line cord (120V only) |  | 17
| TC |  | teflon coated lenses |  | 20.5
| TD |  | time delay- specify voltage and delay 5 , 10 , 15 min (10 min std) |  | 24
| TP |  | tamper proof screws |  | 19.8
| LAMP HEADS |  | Description | 15% | 10% | 5%
| 1SR7.2W |  | single PAR18 head with one 7.2W incandescent lamp (6V ONLY) | 10.3 | 8.9 | 8
| 1SR9W |  | single PAR18 head with one 9W incandescent lamp | 14.2 | 12.3 | 11
| 1SR12W |  | single PAR18 head with one 12W lamp (12V ONLY) | 21.2 | 18.4 | 16.5
| 1SR18W |  | single PAR18 head with one 18W lamp (12V & 24V ONLY) | 21.2 | 18.4 | 16.5
| 1SR12WQ |  | single PAR18 head with one 12W quartz halogen lamp (6V & 12V ONLY) | 21.2 | 18.4 | 16.5
| 1SR20WQ |  | single PAR18 head with one 20W quartz halogen lamp (12V ONLY) | 21.2 | 18.4 | 16.5
| 1SR2WLED |  | single PAR18 head with one 2W LED lamp (12V ONLY) | 22.5 | 19.5 | 17.5
| 1SR5WLED |  | single PAR18 head with one 5W LED lamp | 25.7 | 22.3 | 20
| 1SR7WLED |  | single PAR18 head with one 7W LED lamp | 55 | 47.8 | 43
| 1LR7.2W |  | single PAR 36 head with one 7.2W incandescent lamp (6V ONLY) | 32.7 | 28.4 | 25.5
| 1LR9W |  | single PAR36 head with one 9W incandescent lamp | 13.5 | 11.7 | 10.5
| 1LR12W |  | single PAR36 head with one 12W incandescent lamp (12V ONLY) | 13.5 | 11.7 | 10.5
| 1LR18W |  | single PAR36 head with one 18W incandescent lamp (12V & 24V ONLY) | 13.5 | 11.7 | 10.5
| 1LR12WQ |  | single PAR36 head with one 12W quartz halogen lamp (6V & 12V ONLY) | 26.9 | 23.4 | 21
| 1LR20WQ |  | single PAR36 head with one 20W quartz halogen lamp (12V ONLY) | 26.9 | 23.4 | 21
| 1LR6WLEDSB |  | single PAR36 head with one 6W sealed beam LED lamp (12V ONLY) | 32.7 | 28.4 | 25.5
| 1BTMR2WLED |  | single MR16 head with one 2W LED lamp (12V only) | 48 | 41.7 | 37.5
| 1BTMR5WLED |  | single MR16 head with one 5W LED lamp | 52.5 | 45.6 | 41
| 1BTMR7WLED |  | single MR16 head with one 7W LED lamp | 59.5 | 51.7 | 46.5
| 2SR7.2W |  | double PAR18 heads with 7.2W incandescent lamps (6V ONLY) | 19.2 | 16.7 | 15
| 2SR9W |  | double PAR18 heads with 9W incandescent lamps | 27.5 | 23.9 | 21.5
| 2SR12W |  | double PAR18 heads with 12W incandescent lamps (12V ONLY) | 41.7 | 36.2 | 32.5
| 2SR18W |  | double PAR18 heads with 18W incandescent lamps (12V & 24V ONLY) | 41.7 | 36.2 | 32.5
| 2SR12WQ |  | double PAR18 heads with 12W quartz halogen lamps (6V & 12V ONLY) | 41.7 | 36.2 | 32.5
| 2SR20WQ |  | double PAR18 heads with 20W quartz halogen lamps (12V ONLY) | 41.7 | 36.2 | 32.5
| 2SR2WLED |  | double PAR18 heads with 2W LED lamps (12V ONLY) | 44.2 | 38.4 | 34.5
| 2SR5WLED |  | double PAR18 heads with 5W LED lamps | 50.5 | 43.9 | 39.5
| 2SR7WLED |  | double PAR18 heads with 7W LED lamps | 109.9 | 95.6 | 86
| 2LR7.2W |  | double PAR36 heads with 7.2W incandescent lamps (6V ONLY) | 64.6 | 56.2 | 50.5
| 2LR9W |  | double PAR36 heads with 9W incandescent lamps | 26.9 | 23.4 | 21
| 2LR12W |  | double PAR36 heads with 12W incandescent lamps (12V ONLY) | 26.9 | 23.4 | 21
| 2LR18W |  | double PAR36 heads with 18W incandescent lamps (12V & 24V ONLY) | 26.9 | 23.4 | 21
| 2LR12WQ |  | double PAR36 heads with 12W quartz halogen lamps (6V & 12V ONLY) | 53.7 | 46.7 | 42
| 2LR20WQ |  | double PAR36 heads with 20W quartz halogen lamps (12V ONLY) | 53.7 | 46.7 | 42
| 2LR6WLEDSB |  | double PAR36 heads with 6W sealed beam LED lamps (12V & 24V ONLY) | 64.6 | 56.2 | 50.5
| 2BTMR2WLED |  | double MR16 heads with 2W LED lamps (12V only) | 95.2 | 82.8 | 74.5
| 2BTMR5WLED |  | double MR16 heads with 5W LED lamps | 104.9 | 91.2 | 82
| 2BTMR7WLED |  | double MR16 heads with 7W LED lamps | 118.9 | 103.4 | 93
| Accessories | Item | Description | 15% | 10% | 5%
| HHC | 476000021 | remote control for IRT (remote will operate multiple units; order remote separately) | 42.2 | 36.7 | 33
Note: To properly size unit, ensure sufficient capacity is chosen to run lamp wattages on unit plus any additional load. For example, if the unit is configured with 2 lamp heads of 30W each, the minimum capacity required is 60W. Any additional load will require additional capacity.
Link to Beghelli Web Page
Return to Index

## ESM
ESM | Model | Item | Description (indoor) | 15% | 10% | 5%
Pb-A Battery (Sealed lead calcium)
| ESM 6 12 0 |  | battery unit, white, 6V 12W, no heads | 92.6 | 80.5 | 72.4
| ESM 6 18 0 |  | battery unit, white, 6V 18W, no heads | 97.4 | 84.7 | 76.2
| ESM 6 27 0 |  | battery unit, white, 6V 27W, no heads | 116.5 | 101.3 | 91.1
| ESM 6 36 0 |  | battery unit, white, 6V 36W, no heads | 121 | 105.2 | 94.6
| ESM 6 60 0 |  | battery unit, white, 6V 60W, no heads | 128 | 111.3 | 100.1
| ESM 12 27 0 |  | battery unit, white, 12V 27W, no heads | 133.7 | 116.3 | 104.6
| ESM 12 36 0 |  | battery unit, white, 12V 36W, no heads | 137.8 | 119.8 | 107.8
| ESM 12 60 0 |  | battery unit, white, 12V 60W, no heads | 143.7 | 125 | 112.5
Ni-Cd Battery (Nickel cadmium)
| ESM 6 22 0 NC |  | battery unit, white, 6V 22W (NI-CD), no heads | 152.8 | 132.9 | 119.6
| ESM 6 42 0 NC |  | battery unit, white, 6V 42W (NI-CD), no heads | 187.2 | 162.8 | 146.5
| ESM 6 54 0 NC |  | battery unit, white, 6V 54W (NI-CD), no heads | 229.1 | 199.3 | 179.3
| ESM 6 90 0 NC |  | battery unit, white, 6V 90W (NI-CD), no heads | 271 | 235.7 | 212.1
| ESM 12 42 0 NC |  | battery unit, white, 12V 42W (NI-CD), no heads | 232.9 | 202.6 | 182.3
| ESM 12 90 0 NC |  | battery unit, white, 12V 90W (NI-CD), no heads | 316.7 | 275.5 | 247.9
| Options |  | Description |  | Adder
| AM |  | ammeter |  | 25.5
| AT |  | autotest (battery units) |  | 22.5
| BLK |  | black finish |  | 18.5
| BZ |  | audible alarm (buzzer) |  | 55
| CC |  | custom color |  | contact factory
| FAI |  | fire alarm interface - specify signal: normally open, normally closed or 6, 12, 24VDC (specify input voltage) |  | 73
| IRT |  | infrared testing (specify input voltage) |  | 82
| LC |  | line cord (120V only) |  | 17
| SM |  | side-mounted heads |  | 20.3
| TD |  | time delay- specify voltage and delay 5 , 10 , 15 min (10 min std) |  | 24
| TP |  | tamper proof screws |  | 19.8
| VM |  | voltmeter |  | 25.5
| LAMP HEADS |  | Description | 15% | 10% | 5%
| 1SR7.2W |  | single PAR18 head with one 7.2W incandescent lamp (6V ONLY) | 10.3 | 8.9 | 8
| 1SR9W |  | single PAR18 head with one 9W incandescent lamp | 14.2 | 12.3 | 11
| 1SR12W |  | single PAR18 head with one 12W lamp (12V ONLY) | 21.2 | 18.4 | 16.5
| 1SR18W |  | single PAR18 head with one 18W lamp (12V & 24V ONLY) | 21.2 | 18.4 | 16.5
| 1SR12WQ |  | single PAR18 head with one 12W quartz halogen lamp (6V & 12V ONLY) | 21.2 | 18.4 | 16.5
| 1SR20WQ |  | single PAR18 head with one 20W quartz halogen lamp (12V ONLY) | 21.2 | 18.4 | 16.5
| 1SR2WLED |  | single PAR18 head with one 2W LED lamp (12V ONLY) | 22.5 | 19.5 | 17.5
| 1SR5WLED |  | single PAR18 head with one 5W LED lamp | 25.7 | 22.3 | 20
| 1SR7WLED |  | single PAR18 head with one 7W LED lamp | 55 | 47.8 | 43
| 1LR7.2W |  | single PAR 36 head with one 7.2W incandescent lamp (6V ONLY) | 32.7 | 28.4 | 25.5
| 1LR9W |  | single PAR36 head with one 9W incandescent lamp | 13.5 | 11.7 | 10.5
| 1LR12W |  | single PAR36 head with one 12W incandescent lamp (12V ONLY) | 13.5 | 11.7 | 10.5
| 1LR18W |  | single PAR36 head with one 18W incandescent lamp (12V & 24V ONLY) | 13.5 | 11.7 | 10.5
| 1LR12WQ |  | single PAR36 head with one 12W quartz halogen lamp (6V & 12V ONLY) | 26.9 | 23.4 | 21
| 1LR20WQ |  | single PAR36 head with one 20W quartz halogen lamp (12V ONLY) | 26.9 | 23.4 | 21
| 1LR6WLEDSB |  | single PAR36 head with one 6W sealed beam LED lamp (12V ONLY) | 32.7 | 28.4 | 25.5
| 1BTMR2WLED |  | single MR16 head with one 2W LED lamp (12V only) | 48 | 41.7 | 37.5
| 1BTMR5WLED |  | single MR16 head with one 5W LED lamp | 52.5 | 45.6 | 41
| 1BTMR7WLED |  | single MR16 head with one 7W LED lamp | 59.5 | 51.7 | 46.5
| 1TESSQ5W |  | TESTA LED 5W, 640LM, square single head, 12-24V | 58.9 | 51.2 | 46
| 1TESSQ9W |  | TESTA LED 9W, 1100LM, square single head, 12-24V | 67.8 | 58.9 | 53
| 1TESSQ14W |  | TESTA LED 14W, 1450LM, square single head, 12-24V | 67.8 | 58.9 | 53
| 1TESSQ30W |  | TESTA LED 30W, 2500LM, square single head, 12-24V | 72.9 | 63.4 | 57
| 2SR7.2W |  | double PAR18 heads with 7.2W incandescent lamps (6V ONLY) | 19.2 | 16.7 | 15
| 2SR9W |  | double PAR18 heads with 9W incandescent lamps | 27.5 | 23.9 | 21.5
| 2SR12W |  | double PAR18 heads with 12W incandescent lamps (12V ONLY) | 41.7 | 36.2 | 32.5
| 2SR18W |  | double PAR18 heads with 18W incandescent lamps (12V & 24V ONLY) | 41.7 | 36.2 | 32.5
| 2SR12WQ |  | double PAR18 heads with 12W quartz halogen lamps (6V & 12V ONLY) | 41.7 | 36.2 | 32.5
| 2SR20WQ |  | double PAR18 heads with 20W quartz halogen lamps (12V ONLY) | 41.7 | 36.2 | 32.5
| 2SR2WLED |  | double PAR18 heads with 2W LED lamps (12V ONLY) | 44.2 | 38.4 | 34.5
| 2SR5WLED |  | double PAR18 heads with 5W LED lamps | 50.5 | 43.9 | 39.5
| 2SR7WLED |  | double PAR18 heads with 7W LED lamps | 109.9 | 95.6 | 86
| 2LR7.2W |  | double PAR36 heads with 7.2W incandescent lamps (6V ONLY) | 64.6 | 56.2 | 50.5
| 2LR9W |  | double PAR36 heads with 9W incandescent lamps | 26.9 | 23.4 | 21
| 2LR12W |  | double PAR36 heads with 12W incandescent lamps (12V ONLY) | 26.9 | 23.4 | 21
| 2LR18W |  | double PAR36 heads with 18W incandescent lamps (12V & 24V ONLY) | 26.9 | 23.4 | 21
| 2LR12WQ |  | double PAR36 heads with 12W quartz halogen lamps (6V & 12V ONLY) | 53.7 | 46.7 | 42
| 2LR20WQ |  | double PAR36 heads with 20W quartz halogen lamps (12V ONLY) | 53.7 | 46.7 | 42
| 2LR6WLEDSB |  | double PAR36 heads with 6W sealed beam LED lamps (12V & 24V ONLY) | 64.6 | 56.2 | 50.5
| 2BTMR2WLED |  | double MR16 heads with 2W LED lamps (12V only) | 95.2 | 82.8 | 74.5
| 2BTMR5WLED |  | double MR16 heads with 5W LED lamps | 104.9 | 91.2 | 82
| 2BTMR7WLED |  | double MR16 heads with 7W LED lamps | 118.9 | 103.4 | 93
| 2TESSQ5W |  | double TESTA square LED heads, 5W 640LM each, 12-24V | 118.2 | 102.8 | 92.5
| 2TESSQ9W |  | double TESTA square LED heads, 9W 1100LM each, 12-24V | 134.9 | 117.3 | 105.5
| 2TESSQ14W |  | double TESTA square LED heads, 14W 1450LM each, 12-24V | 134.9 | 117.3 | 105.5
| 2TESSQ30W |  | double TESTA square LED heads, 30W 2500LM each, 12-24V | 145.7 | 126.7 | 114
| Accessories | Item | Description | 15% | 10% | 5%
| HHC | 476000021 | remote control for IRT (remote will operate multiple units; order remote separately) | 42.2 | 36.7 | 33
Note: To properly size unit, ensure sufficient capacity is chosen to run lamp wattages on unit plus any additional load. For example, if the unit is configured with 2 lamp heads of 30W each, the minimum capacity required is 60W. Any additional load will require additional capacity.
Link to Beghelli Web Page
Return to Index

## EST
EST | Model | Item | Description (indoor) | 15% | 10% | 5%
Pb-A Battery (Sealed lead calcium)
| EST 6 27 0 |  | battery unit 6V 27W, no heads | 115.7 | 100.6 | 90.5
| EST 6 36 0 |  | battery unit 6V 36W, no heads | 128.7 | 111.9 | 100.7
| EST 6 60 0 |  | battery unit 6V 60W, no heads | 147.1 | 127.9 | 115.1
| EST 6 72 0 |  | battery unit 6V 72W, no heads | 176.6 | 153.6 | 138.2
| EST 6 100 0 |  | battery unit 6V 100W, no heads | 190.4 | 165.6 | 149
| EST 6 120 0 |  | battery unit 6V 120W, no heads | 207.3 | 180.3 | 162.2
| EST 12 27 0 |  | battery unit 12V 27W, no heads | 123.8 | 107.7 | 96.9
| EST 12 36 0 |  | battery unit 12V 36W, no heads | 138.7 | 120.6 | 108.5
| EST 12 60 0 |  | battery unit 12V 60W, no heads | 162.8 | 141.6 | 127.4
| EST 12 72 0 |  | battery unit 12V 72W, no heads | 190.6 | 165.8 | 149.2
| EST 12 120 0 |  | battery unit 12V 120W, no heads | 214.1 | 186.2 | 167.5
| EST 12 140 0 |  | battery unit 12V 140W, no heads | 272.2 | 236.8 | 213.1
Ni-Cd Battery (Nickel cadmium)
| EST 6 42 0 NC |  | battery unit 6V 42W (NI-CD), no heads | 254.4 | 221.3 | 199.1
| EST 6 54 0 NC |  | battery unit 6V 54W (NI-CD), no heads | 284.2 | 247.2 | 222.4
| EST 6 90 0 NC |  | battery unit 6V 90W (NI-CD), no heads | 301.8 | 262.5 | 236.2
| EST 12 42 0 NC |  | battery unit 12V 42W (NI-CD), no heads | 315.3 | 274.3 | 246.8
| EST 12 90 0 NC |  | battery unit 12V 90W (NI-CD), no heads | 348.7 | 303.3 | 272.9
| EST 12 130 0 NC |  | battery unit 12V 130W (NI-CD), no heads | 542.9 | 472.3 | 425
| EST 24 100 0 NC |  | battery unit 24V 100W (NI-CD), no heads | 574.3 | 499.6 | 449.6
| Options |  | Description |  | Adder
| ACTB |  | AC terminal block |  | 28
| AM |  | ammeter |  | 25.5
| AT |  | autotest (battery units) |  | 22.5
| BLK |  | black finish |  | 18.5
| BZ |  | audible alarm (buzzer) |  | 55
| CC |  | custom color |  | contact factory
| DCTB |  | DC terminal block |  | 28
| FAI |  | fire alarm interface - specify signal: normally open, normally closed or 6, 12, 24VDC (specify input voltage) |  | 73
| IRT |  | infrared testing (specify input voltage) |  | 82
| LC |  | line cord (120V only) |  | 17
| SM |  | side-mounted heads |  | 20.3
| TD |  | time delay- specify voltage and delay 5 , 10 , 15 min (10 min std) |  | 24
| TP |  | tamper proof screws |  | 19.8
| VM |  | voltmeter |  | 25.5
| LAMP HEADS |  | Description | 15% | 10% | 5%
| 1SR7.2W |  | single PAR18 head with one 7.2W incandescent lamp (6V ONLY) | 10.3 | 8.9 | 8
| 1SR9W |  | single PAR18 head with one 9W incandescent lamp | 14.2 | 12.3 | 11
| 1SR12W |  | single PAR18 head with one 12W lamp (12V ONLY) | 21.2 | 18.4 | 16.5
| 1SR18W |  | single PAR18 head with one 18W lamp (12V & 24V ONLY) | 21.2 | 18.4 | 16.5
| 1SR12WQ |  | single PAR18 head with one 12W quartz halogen lamp (6V & 12V ONLY) | 21.2 | 18.4 | 16.5
| 1SR20WQ |  | single PAR18 head with one 20W quartz halogen lamp (12V ONLY) | 21.2 | 18.4 | 16.5
| 1SR2WLED |  | single PAR18 head with one 2W LED lamp (12V ONLY) | 22.5 | 19.5 | 17.5
| 1SR5WLED |  | single PAR18 head with one 5W LED lamp | 25.7 | 22.3 | 20
| 1SR7WLED |  | single PAR18 head with one 7W LED lamp | 55 | 47.8 | 43
| 1LR7.2W |  | single PAR 36 head with one 7.2W incandescent lamp (6V ONLY) | 32.7 | 28.4 | 25.5
| 1LR9W |  | single PAR36 head with one 9W incandescent lamp | 13.5 | 11.7 | 10.5
| 1LR12W |  | single PAR36 head with one 12W incandescent lamp (12V ONLY) | 13.5 | 11.7 | 10.5
| 1LR18W |  | single PAR36 head with one 18W incandescent lamp (12V & 24V ONLY) | 13.5 | 11.7 | 10.5
| 1LR12WQ |  | single PAR36 head with one 12W quartz halogen lamp (6V & 12V ONLY) | 26.9 | 23.4 | 21
| 1LR20WQ |  | single PAR36 head with one 20W quartz halogen lamp (12V ONLY) | 26.9 | 23.4 | 21
| 1LR6WLEDSB |  | single PAR36 head with one 6W sealed beam LED lamp (12V ONLY) | 32.7 | 28.4 | 25.5
| 1BTMR2WLED |  | single MR16 head with one 2W LED lamp (12V only) | 48 | 41.7 | 37.5
| 1BTMR5WLED |  | single MR16 head with one 5W LED lamp | 52.5 | 45.6 | 41
| 1BTMR7WLED |  | single MR16 head with one 7W LED lamp | 59.5 | 51.7 | 46.5
| 1TESSQ5W |  | TESTA LED 5W, 640LM, square single head, 12-24V | 58.9 | 51.2 | 46
| 1TESSQ9W |  | TESTA LED 9W, 1100LM, square single head, 12-24V | 67.8 | 58.9 | 53
| 1TESSQ14W |  | TESTA LED 14W, 1450LM, square single head, 12-24V | 67.8 | 58.9 | 53
| 1TESSQ30W |  | TESTA LED 30W, 2500LM, square single head, 12-24V | 72.9 | 63.4 | 57
| 2SR7.2W |  | double PAR18 heads with 7.2W incandescent lamps (6V ONLY) | 19.2 | 16.7 | 15
| 2SR9W |  | double PAR18 heads with 9W incandescent lamps | 27.5 | 23.9 | 21.5
| 2SR12W |  | double PAR18 heads with 12W incandescent lamps (12V ONLY) | 41.7 | 36.2 | 32.5
| 2SR18W |  | double PAR18 heads with 18W incandescent lamps (12V & 24V ONLY) | 41.7 | 36.2 | 32.5
| 2SR12WQ |  | double PAR18 heads with 12W quartz halogen lamps (6V & 12V ONLY) | 41.7 | 36.2 | 32.5
| 2SR20WQ |  | double PAR18 heads with 20W quartz halogen lamps (12V ONLY) | 41.7 | 36.2 | 32.5
| 2SR2WLED |  | double PAR18 heads with 2W LED lamps (12V ONLY) | 44.2 | 38.4 | 34.5
| 2SR5WLED |  | double PAR18 heads with 5W LED lamps | 50.5 | 43.9 | 39.5
| 2SR7WLED |  | double PAR18 heads with 7W LED lamps | 109.9 | 95.6 | 86
| 2LR7.2W |  | double PAR36 heads with 7.2W incandescent lamps (6V ONLY) | 64.6 | 56.2 | 50.5
| 2LR9W |  | double PAR36 heads with 9W incandescent lamps | 26.9 | 23.4 | 21
| 2LR12W |  | double PAR36 heads with 12W incandescent lamps (12V ONLY) | 26.9 | 23.4 | 21
| 2LR18W |  | double PAR36 heads with 18W incandescent lamps (12V & 24V ONLY) | 26.9 | 23.4 | 21
| 2LR12WQ |  | double PAR36 heads with 12W quartz halogen lamps (6V & 12V ONLY) | 53.7 | 46.7 | 42
| 2LR20WQ |  | double PAR36 heads with 20W quartz halogen lamps (12V ONLY) | 53.7 | 46.7 | 42
| 2LR6WLEDSB |  | double PAR36 heads with 6W sealed beam LED lamps (12V & 24V ONLY) | 64.6 | 56.2 | 50.5
| 2BTMR2WLED |  | double MR16 heads with 2W LED lamps (12V only) | 95.2 | 82.8 | 74.5
| 2BTMR5WLED |  | double MR16 heads with 5W LED lamps | 104.9 | 91.2 | 82
| 2BTMR7WLED |  | double MR16 heads with 7W LED lamps | 118.9 | 103.4 | 93
| 2TESSQ5W |  | double TESTA square LED heads, 5W 640LM each, 12-24V | 118.2 | 102.8 | 92.5
| 2TESSQ9W |  | double TESTA square LED heads, 9W 1100LM each, 12-24V | 134.9 | 117.3 | 105.5
| 2TESSQ14W |  | double TESTA square LED heads, 14W 1450LM each, 12-24V | 134.9 | 117.3 | 105.5
| 2TESSQ30W |  | double TESTA square LED heads, 30W 2500LM each, 12-24V | 145.7 | 126.7 | 114
| Accessories | Item | Description | 15% | 10% | 5%
| HHC | 476000021 | remote control for IRT (remote will operate multiple units; order remote separately) | 42.2 | 36.7 | 33
Note: To properly size unit, ensure sufficient capacity is chosen to run lamp wattages on unit plus any additional load. For example, if the unit is configured with 2 lamp heads of 30W each, the minimum capacity required is 60W. Any additional load will require additional capacity.
Link to Beghelli Web Page
Return to Index

## EVR
EVR | Model | Item | Description (indoor / Title 20) | 15% | 10% | 5%
AC ONLY
| EVR HT LR1 C | 100000810-002 | AC only, single face, red LED, white housing, ceilling | 222.5 | 193.5 | 174.1
| EVR HT LR1 W | 100000810-001 | AC only, single face, red LED, white housing, wall | 222.5 | 193.5 | 174.1
| EVR HT LR1 E | 100000810-003 | AC only, single face, red LED, white housing, end | 222.5 | 193.5 | 174.1
| EVR HT LG1 C | 100000810-036 | AC only, single face, green LED, white housing, ceilling | 235.7 | 205 | 184.5
| EVR HT LG1 W | 100000810-035 | AC only, single face, green LED, white housing, wall | 235.7 | 205 | 184.5
| EVR HT LG1 E | 100000810-060 | AC only, single face, green LED, white housing, end | 235.7 | 205 | 184.5
| EVR HT LR2 C | 100000810-021 | AC only, double face, red LED, white housing, ceilling | 272.7 | 237.2 | 213.4
| EVR HT LR2 E | 100000810-062 | AC only, double face, red LED, white housing, end | 272.7 | 237.2 | 213.4
| EVR HT LG2 C | 100000810-050 | AC only, double face, green LED, white housing, ceilling | 285.9 | 248.7 | 223.8
| EVR HT LG2 E | 100000810-061 | AC only, double face, green LED, white housing, end | 285.9 | 248.7 | 223.8
AC & EM
| EVR SA LR1 C | 100000810-005 | Ni-Cd battery, single face, red LED, white housing, ceilling | 235 | 204.4 | 183.9
| EVR SA LR1 W | 100000810-004 | Ni-Cd battery, single face, red LED, white housing, wall | 235 | 204.4 | 183.9
| EVR SA LR1 E | 100000810-006 | Ni-Cd battery, single face, red LED, white housing, end | 235 | 204.4 | 183.9
| EVR SA LG1 C | 100000810-020 | Ni-Cd battery, single face, green LED, white housing, ceilling | 248.1 | 215.8 | 194.2
| EVR SA LG1 W | 100000810-014 | Ni-Cd battery, single face, green LED, white housing, wall | 248.1 | 215.8 | 194.2
| EVR SA LG1 E | 100000810-026 | Ni-Cd battery, single face, green LED, white housing, end | 248.1 | 215.8 | 194.2
| EVR SA LR2 C | 100000810-007 | Ni-Cd battery, double face, red LED, white housing, ceilling | 285.1 | 248 | 223.2
| EVR SA LR2 E | 100000810-019 | Ni-Cd battery, double face, red LED, white housing, end | 285.1 | 248 | 223.2
| EVR SA LG2 C | 100000810-008 | Ni-Cd battery, double face, green LED, white housing, ceilling | 298.3 | 259.5 | 233.5
| EVR SA LG2 E | 100000810-039 | Ni-Cd battery, double face, green LED, white housing, end | 298.3 | 259.5 | 233.5
| Options |  | Description |  | Adder
| 120SA |  | 120 min emergency (SA only) |  | 28
| 14G |  | 14 gauge steel frame |  | 60
| 2CK |  | dual circuit (HT only) |  | 59
| AT |  | autotest (SA only) |  | 19.5
| CC |  | custom color |  | contact factory
| FFP |  | full steel faceplate (per face) - chevrons/ arrows must be specified |  | contact factory
| SW |  | special wording (specify) |  | contact factory
| TP |  | tamper proof screws for back plate (walll mount only) |  | 19.8
| Accessories | Item | Description | 15% | 10% | 5%
| 1PK12B | 600100189 | 12” black pendant kit (contact factory for custom lengths) | 25.7 | 22.3 | 20
| 1PK12BA | 600000068 | 12” brushed aluminum pendant kit | 89.5 | 77.8 | 70
| 1PK12W | 600100176 | 12” white pendant kit (contact factory for custom lengths) | 25.7 | 22.3 | 20
| 1PK24B |  | 24” black pendant kit | 34 | 29.5 | 26.5
| 1PK24W | 600100179 | 24” white pendant kit | 34 | 29.5 | 26.5
| 1PK48B |  | 48” black pendant kit | 56.3 | 48.9 | 44
| 1PK48W | 600100187 | 48” white pendant kit | 56.3 | 48.9 | 44
| BPG2 | 100002500-002 | wireguard, 15.75” x 11.5” x 4.5” (wall mount STX, ATX, VE, FORMA) | 72.9 | 63.4 | 57
| WG 6DX16.5LX14W WHT | 300400013-001 | wireguard, 6"D X 16.5"L X 14"W, white (OL2 surface wall, CRV recessed wall, ESL surface, EVR wall, FTZC wall, VE wall, FTZ wall, VST MINI wall, VSTM wall, PCHA wall, EPX wall, EPC wall) | 87.6 | 76.2 | 68.5
Link to Beghelli Web Page
Return to Index

## FMCEPL
FORMALUCE | Model | Item | Description (Die-cast Aluminum, 4 x 2.5W LED) | 15% | 10% | 5%
| FMCEPL 12 10 LR1 W |  | Combo, 12V 10W, red LED, single face, wall mount, 120-347V, white housing | 188.3 | 163.8 | 147.4
| FMCEPL 12 10 LR1 C |  | Combo, 12V 10W, red LED, single face, ceiling mount, 120-347V, white housing | 188.3 | 163.8 | 147.4
| FMCEPL 12 10 LR1 M |  | Combo, 12V 10W, red LED, single face, universal mount, 120-347V, white housing | 188.3 | 163.8 | 147.4
| FMCEPL 12 10 LR2 C |  | Combo, 12V 10W, red LED, double face, ceiling mount, 120-347V, white housing | 207.9 | 180.8 | 162.7
| FMCEPL 12 10 LR2 M |  | Combo, 12V 10W, red LED, double face, universal mount, 120-347V, white housing | 207.9 | 180.8 | 162.7
| FMCEPL 12 10 LRU M |  | Combo, 12V 10W, red LED, universal face, universal mount, 120-347V, white housing | 223 | 194 | 174.6
| FMCEPL 12 10 LG1 W |  | Combo, 12V 10W, green LED, single face, wall mount, 120-347V, white housing | 198.2 | 172.4 | 155.1
| FMCEPL 12 10 LG1 C |  | Combo, 12V 10W, green LED, single face, ceiling mount, 120-347V, white housing | 198.2 | 172.4 | 155.1
| FMCEPL 12 10 LG1 M |  | Combo, 12V 10W, green LED, single face, universal mount, 120-347V, white housing | 198.2 | 172.4 | 155.1
| FMCEPL 12 10 LG2 C |  | Combo, 12V 10W, green LED, double face, ceiling mount, 120-347V, white housing | 219.8 | 191.2 | 172
| FMCEPL 12 10 LG2 M |  | Combo, 12V 10W, green LED, double face, universal mount, 120-347V, white housing | 219.8 | 191.2 | 172
| FMCEPL 12 10 LGU M |  | Combo, 12V 10W, green LED, universal face, universal mount, 120-347V, white housing | 233.8 | 203.4 | 183
| Options | Item | Description |  | Adder
| 120SA |  | 120 min emergency (SA only) |  | 28
| AT |  | autotest (battery units) |  | 22.5
| BA |  | brushed aluminum finish |  | 19.8
| BB |  | black housing/ black face |  | 40.6
| CC |  | custom color |  | contact factory
| TP |  | tamper proof screws |  | 19.8
| WW |  | white housing/ white face |  | 40.6
| Accessories | Item | Description | 15% | 10% | 5%
| 1PK12B | 600100189 | 12” black pendant kit (contact factory for custom lengths) | 25.7 | 22.3 | 20
| 1PK12BA | 600000068 | 12” brushed aluminum pendant kit | 89.5 | 77.8 | 70
| 1PK12W | 600100176 | 12” white pendant kit (contact factory for custom lengths) | 25.7 | 22.3 | 20
| 1PK24B |  | 24” black pendant kit | 34 | 29.5 | 26.5
| 1PK24W | 600100179 | 24” white pendant kit | 34 | 29.5 | 26.5
| 1PK48B |  | 48” black pendant kit | 56.3 | 48.9 | 44
| 1PK48W | 600100187 | 48” white pendant kit | 56.3 | 48.9 | 44
| BPG2 | 100002500-002 | wireguard, 15.75” x 11.5” x 4.5” (wall mount STX, ATX, VE, FORMA) | 72.9 | 63.4 | 57
| WG 14.5DX12.5LX6.5W WHT | 300400015-001 | wireguard, 14.5"D X 12.5"L X 6.5"W, white (STX ceiling, WLX ceiling, WLX end mount, VE end mount, STX end mount, FMPL ceiling/ end, PXA ceiling, EPX end) | 96.5 | 83.9 | 75.5
Link to Beghelli Web Page
Return to Index

## Forma
FORMA
EXIT (FME) | Model | Item | Description (indoor / damp / Title 20) | 15% | 10% | 5%
AC ONLY
| FME HT LR1 M | 100000711-032 | AC only, single face, red LED, universal mount | 99.8 | 86.8 | 78.1
| FME HT LR2 M | 100000711-033 | AC only, double face, red LED, universal mount | 114.5 | 99.6 | 89.6
| FME HT LRU M | 100000711-004 | AC only, universal face, red LED, universal mount | 131.3 | 114.2 | 102.7
| FME HT LG1 M | 100000711-038 | AC only, single face, green LED, universal mount | 110.3 | 95.9 | 86.3
| FME HT LG2 M | 100000711-037 | AC only, double face, green LED, universal mount | 125 | 108.7 | 97.8
| FME HT LGU M | 100000711-021 | AC only, universal face, green LED, universal mount | 141.8 | 123.3 | 110.9
AC & EM
| FME SA LR1 M | 100000711-035 | Ni-Cd battery, single face, red LED, universal mount | 111.5 | 97 | 87.3
| FME SA LR2 M | 100000711-055 | Ni-Cd battery, double face, red LED, universal mount | 126.3 | 109.8 | 98.8
| FME SA LRU M | 100000711-046 | Ni-Cd battery, universal face, red LED, universal mount | 143.2 | 124.5 | 112
| FME SA LG1 M | 100000711-065 | Ni-Cd battery, single face, green LED, universal mount | 122.2 | 106.3 | 95.6
| FME SA LG2 M | 100000711-041 | Ni-Cd battery, double face, green LED, universal mount | 136.1 | 118.4 | 106.5
| FME SA LGU M | 100000711-022 | Ni-Cd battery, universal face, green LED, universal mount | 153.5 | 133.5 | 120.1
| Options |  | Description |  | Adder
| 120SA |  | 120 min emergency (SA only) |  | contact factory
| 2CK |  | dual circuit (HT only) |  | 59
| AA |  | all brushed aluminum housing and face |  | 28
| AT |  | autotest (SA only) |  | 19.5
| BA |  | brushed aluminum finish |  | 19.8
| BB |  | black housing/ black face |  | 17.3
| CC |  | custom color |  | contact factory
| FF |  | flat face |  | contact factory
| SW |  | special wording (specify) |  | contact factory
| TP |  | tamper proof screws |  | 19.8
| UDC |  | universal 6-24VDC (HT only) |  | 15.3
| WW |  | white housing/ white face |  | 20.3
| Accessories | Item | Description | 15% | 10% | 5%
| 1PK12B | 600100189 | 12” black pendant kit (contact factory for custom lengths) | 25.7 | 22.3 | 20
| 1PK12BA | 600000068 | 12” brushed aluminum pendant kit | 89.5 | 77.8 | 70
| 1PK12W | 600100176 | 12” white pendant kit (contact factory for custom lengths) | 25.7 | 22.3 | 20
| 1PK24B |  | 24” black pendant kit | 34 | 29.5 | 26.5
| 1PK24W | 600100179 | 24” white pendant kit | 34 | 29.5 | 26.5
| 1PK48B |  | 48” black pendant kit | 56.3 | 48.9 | 44
| 1PK48W | 600100187 | 48” white pendant kit | 56.3 | 48.9 | 44
| BPG2 | 100002500-002 | wireguard, 15.75” x 11.5” x 4.5” (wall mount STX, ATX, VE, FORMA) | 72.9 | 63.4 | 57
Link to Beghelli Web Page
COMBO (FRMC) | Model | Item | Description (indoor / damp) | 15% | 10% | 5%
| FRMC LR 1 BBA | 100100677 | Red LED, single face, black housing, brushed aluminum face, 2x3W mr16 LED, NiCd battery | 209.8 | 182.5 | 164.2
| FRMC LR 2 BBA | 100100678 | Red LED, double face, black housing, brushed aluminum face, 2x3W mr16 LED, NiCd battery | 224.8 | 195.5 | 175.9
| FRMC LR U BBA | 100100679 | Red LED, universal face, black housing, brushed aluminum face, 2x3W mr16 LED, NiCd battery | 250.6 | 218 | 196.2
| FRMC LG 1 BBA | 100100680 | Green LED, single face, black housing, brushed aluminum face, 2x3W mr16 LED, NiCd battery | 209.8 | 182.5 | 164.2
| FRMC LG 2 BBA | 100100681 | Green LED, double face, black housing, brushed aluminum face, 2x3W mr16 LED, NiCd battery | 224.8 | 195.5 | 175.9
| FRMC LG U BBA | 100100682 | Green LED, universal face, black housing, brushed aluminum face, 2x3W mr16 LED, NiCd battery | 250.6 | 218 | 196.2
| FRMC LR 1 BABA | 100100683 | Red LED, single face, brushed aluminum housing and face, 2x3W mr16 LED, NiCd battery | 209.8 | 182.5 | 164.2
| FRMC LR 2 BABA | 100100684 | Red LED, double face, brushed aluminum housing and face, 2x3W mr16 LED, NiCd battery | 224.8 | 195.5 | 175.9
| FRMC LR U BABA | 100100685 | Red LED, universal face, brushed aluminum housing and face, 2x3W mr16 LED, NiCd battery | 250.6 | 218 | 196.2
| FRMC LG 1 BABA | 100100686 | Green LED, single face, brushed aluminum housing and face, 2x3W mr16 LED, NiCd battery | 209.8 | 182.5 | 164.2
| FRMC LG 2 BABA | 100100687 | Green LED, double face, brushed aluminum housing and face, 2x3W mr16 LED, NiCd battery | 224.8 | 195.5 | 175.9
| FRMC LG U BABA | 100100688 | Green LED, universal face, brushed aluminum housing and face, 2x3W mr16 LED, NiCd battery | 250.6 | 218 | 196.2
| FRMC LR 1 WW | 100100743 | Red LED, single face, white housing, white face, 2x3W mr16 LED, NiCd battery | 209.8 | 182.5 | 164.2
| FRMC LR 2 WW | 100100867 | Red LED, double face, white housing, white face, 2x3W mr16 LED, NiCd battery | 224.8 | 195.5 | 175.9
| FRMC LR U WW | 100100796 | Red LED, universal face, white housing, white face, 2x3W mr16 LED, NiCd battery | 250.6 | 218 | 196.2
| FRMC LG 1 WW | 100100848 | Green LED, single face, white housing, white face, 2x3W mr16 LED, NiCd battery | 209.8 | 182.5 | 164.2
| FRMC LG 2 WW |  | Green LED, double face, white housing, white face, 2x3W mr16 LED, NiCd battery | 224.8 | 195.5 | 175.9
| FRMC LG U WW | 100100791 | Green LED, universal face, white housing, white face, 2x3W mr16 LED, NiCd battery | 250.6 | 218 | 196.2
| FRMC LR 1 BBARC | 100100689 | Red LED, single face, black housing, brushed aluminum face, 2v3W mr16 LED, NiCd battery, remote capable 3W max | 223.5 | 194.4 | 174.9
| FRMC LR 2 BBARC | 100100690 | Red LED, double face, black housing, brushed aluminum face,2x3W mr16 LED, NiCd battery, remote capable 3W max | 238.4 | 207.4 | 186.6
| FRMC LR U BBARC | 100100691 | Red LED, universal face, black housing, brushed aluminum face, 2x3W mr16 LED, NiCd battery, remote capable 3W max | 264.2 | 229.8 | 206.8
| FRMC LG 1 BBARC | 100100692 | Green LED, single face, black housing, brushed aluminum face, 2x3W mr16 LED, NiCd battery, remote capable 3W max | 223.5 | 194.4 | 174.9
| FRMC LG 2 BBARC | 100100693 | Green LED, double face, black housing, brushed aluminum face, 2x3W mr16 LED, NiCd battery, remote capable 3W max | 238.4 | 207.4 | 186.6
| FRMC LG U BBARC | 100100694 | Green LED, universal face, black housing, brushed aluminum face, 2x3W mr16 LED, NiCd battery, remote capable 3W max | 264.2 | 229.8 | 206.8
| FRMC LR 1 BABARC | 100100695 | Red LED, single face, brushed aluminum housing and face, 2x3W mr16 LED, NiCd battery, remote capable 3W max | 223.5 | 194.4 | 174.9
| FRMC LR 2 BABARC | 100100696 | Red LED, double face, brushed aluminum housing and face, 2x3W mr16 LED, NiCd battery, remote capable 3W max | 238.4 | 207.4 | 186.6
| FRMC LR U BABARC | 100100697 | Red LED, universal face, brushed aluminum housing and face, 2x3W mr16 LED, NiCd battery, remote capable 3W max | 264.2 | 229.8 | 206.8
| FRMC LG 1 BABARC | 100100698 | Green LED, single face, brushed aluminum housing and face, 2x3W mr16 LED, NiCd battery, remote capable 3W max | 223.5 | 194.4 | 174.9
| FRMC LG 2 BABARC | 100100699 | Green LED, double face, brushed aluminum housing and face, 2x3W mr16 LED, NiCd battery, remote capable 3W max | 238.4 | 207.4 | 186.6
| FRMC LG U BABARC | 100100700 | Green LED, universal face, brushed aluminum housing and face, 2x3W mr16 LED, NiCd battery, remote capable 3W max | 264.2 | 229.8 | 206.8
| FRMC LR 1 WWRC | 100100816 | Red LED, single face, white housing & face, 2x3W mr16 LED, NiCd battery, remote capable 3W | 223.5 | 194.4 | 174.9
| FRMC LR 2 WWRC |  | Red LED, double face, white housing & face, 2x3W mr16 LED, NiCd battery, remote capable 3W | 238.4 | 207.4 | 186.6
| FRMC LR U WWRC | 100100742 | Red LED, universal face, white housing & face, 2x3W mr16 LED, NiCd battery, remote capable 3W max | 264.2 | 229.8 | 206.8
| FRMC LG 1 WWRC |  | Green LED, single face, white housing & face, 2x3W mr16 LED, NiCd battery, remote capable 3W max | 223.5 | 194.4 | 174.9
| FRMC LG 2 WWRC |  | Green LED, double face, white housing & face, 2x3W mr16 LED, NiCd battery, remote capable 3W max | 238.4 | 207.4 | 186.6
| FRMC LG U WWRC | 100100826 | Green LED, universal face, white housing & face, 2x3W mr16 LED, NiCd battery, remote capable 3W | 264.2 | 229.8 | 206.8
| Accessories | Item | Description | 15% | 10% | 5%
| BPG5 | 100002500-005 | wireguard, 25.5” x 8.5” x 7.75” (small cabinet battery units) | 343.6 | 298.9 | 269
| WG 3DX16.5LX14W WHT | 300400012-001 | wireguard, 3"D X 16.5"L X 14"W, white (FRMC wall, STX wall, QR wall, CRVC recessed wall, LC1 wall, NYCSTX wall, NYCEST wall, PXA wall, PX wall, ATXRE wall) | 75.3 | 65.5 | 58.9
Link to Beghelli Web Page
Return to Index

## FTZ
FORTEZZA
EXIT (FTZ) | Model | Item | Description (wet / IP66 / Title 20) | 15% | 10% | 5%
| FTZ HT LR1 U |  | AC only, single face, red LED, universal mount | 151.2 | 131.5 | 118.3
| FTZ HT LR2 U |  | AC only, double face, red LED, universal mount | 160.7 | 139.8 | 125.8
| FTZ HT LRU U |  | AC only, universal face, red LED, universal mount | 179.2 | 155.9 | 140.3
| FTZ HT LG1 U |  | AC only, single face, green LED, universal mount | 158.1 | 137.5 | 123.7
| FTZ HT LG2 U |  | AC only, double face, green LED, universal mount | 167.6 | 145.8 | 131.2
| FTZ HT LGU U |  | AC only, universal face, green LED, universal mount | 195.8 | 170.3 | 153.2
| FTZ SA LR1 U |  | Ni-Cd battery, single face, red LED, universal mount (autotest included) | 160.7 | 139.8 | 125.8
| FTZ SA LR2 U |  | Ni-Cd battery, double face, red LED, universal mount (autotest included) | 170.4 | 148.2 | 133.3
| FTZ SA LRU U |  | Ni-Cd battery, universal face, red LED, universal mount (autotest included) | 189 | 164.4 | 147.9
| FTZ SA LG1 U |  | Ni-Cd battery, single face, green LED, universal mount (autotest included) | 167.6 | 145.8 | 131.2
| FTZ SA LG2 U |  | Ni-Cd battery, double face, green LED, universal mount (autotest included) | 177.3 | 154.2 | 138.7
| FTZ SA LGU U |  | Ni-Cd battery, universal face, green LED, universal mount (autotest included) | 205.5 | 178.7 | 160.8
| Options |  | Description |  | Adder
| 120SA |  | 120 min emergency (SA only) |  | 28
| 2CK |  | dual circuit (HT only) |  | 59
| BB |  | black housing, black face (standard finish if no finish is selected) |  | 0
| FAI |  | fire alarm interface - specify signal: normally open, normally closed or 6, 12, 24VDC (specify input voltage) |  | 73
| FL |  | visual alarm/ flasher (only with autotest) |  | 28
| IH |  | internal heater (specify voltage) |  | 74
| IRT |  | infrared testing (specify input voltage) |  | 82
| NSF |  | NSF approved (not available with other options except PK) |  | 80
| PK |  | pendant ready |  | 18.3
| SW |  | special wording (specify) |  | contact factory
| UDC |  | universal 6-24VDC (HT only) |  | 15.3
| WW |  | white housing/ white face |  | 0
| Accessories | Item | Description | 15% | 10% | 5%
| 1PK12BWET | 600100384 | 12” black pendant kit (requires PK option) | 37.2 | 32.3 | 29
| 1PK12WWET | 600100381 | 12” white pendant kit (requires PK option) | 37.2 | 32.3 | 29
| 1PK24BWET | 600100385 | 24” black pendant kit (requires PK option) | 41 | 35.6 | 32
| 1PK24WWET | 600100382 | 24” white pendant kit (requires PK option) | 41 | 35.6 | 32
| 1PK48BWET | 600100386 | 48” black pendant kit (requires PK option) | 60.2 | 52.3 | 47
| 1PK48WWET | 600100383 | 48” white pendant kit (requires PK option) | 60.2 | 52.3 | 47
| BPG2 | 100002500-002 | wireguard, 14” x 10” x 4.75” | 72.9 | 63.4 | 57
| HHC | 476000021 | remote control for IRT (remote will operate multiple units; order remote separately) | 42.2 | 36.7 | 33
| WG 6DX16.5LX14W WHT | 300400013-001 | wireguard, 6"D X 16.5"L X 14"W, white (OL2 surface wall, CRV recessed wall, ESL surface, EVR wall, FTZC wall, VE wall, FTZ wall, VST MINI wall, VSTM wall, PCHA wall, EPX wall, EPC wall) | 87.6 | 76.2 | 68.5
Link to Beghelli Web Page
COMBO (FTZC) | Model | Item | Description (wet / IP66) | 15% | 10% | 5%
Standard Models - Not available with LT option
| FTZC 642 2MR165WLED |  | Ni-Cd, 6V 42W, 2x5W LED MR16 lamps | 439.1 | 382 | 343.8
| FTZC 642 2MR167WLED |  | Ni-Cd, 6V 42W, 2x7W LED MR16 lamps | 455.9 | 396.6 | 356.9
| FTZC 1242 2MR162WLED |  | Ni-Cd, 12V 42W, 2x2W LED MR16 lamps | 426.5 | 371 | 333.9
| FTZC 1242 2MR165WLED |  | Ni-Cd, 12V 42W, 2x5W LED MR16 lamps | 439.1 | 382 | 343.8
| FTZC 1242 2MR167WLED |  | Ni-Cd, 12V 42W, 2x7W LED MR16 lamps | 455.9 | 396.6 | 356.9
Models Available ONLY with LT Option
| FTZC 636 2MR165WLED |  | 6V 36W, 2x5W LED MR16 lamps, 120V only | 411.3 | 357.8 | 322
| FTZC 636 2MR167WLED |  | 6V 36W, 2x7W LED MR16 lamps, 120V only | 428.1 | 372.4 | 335.1
| FTZC 1272 2MR162WLED |  | 12V 72W, 2x2W LED MR16 lamps, 120V only | 428.1 | 372.4 | 335.1
| FTZC 1272 2MR165WLED |  | 12V 72W, 2x5W LED MR16 lamps, 120V only | 440.6 | 383.3 | 344.9
| FTZC 1272 2MR167WLED |  | 12V 72W, 2x7W LED MR16 lamps, 120V only | 457.3 | 397.8 | 358
| Face LED (universal mounting) |  | Description |  | Adder
| LR1 |  | single face, red LED |  | 0
| LG1 |  | single face, green LED |  | 0
| Universal Mounting |  | Description |  | Adder
| U |  | universal mount |  | 0
| Finish |  | Description |  | Adder
| BB |  | black housing, black face |  | 0
| WW |  | white housing/ white face |  | 0
| Options |  | Description |  | Adder
| AT |  | autotest (with 10 min. time delay) |  | 22.5
| IH |  | internal heater (specify voltage) |  | 74
| PK |  | pendant ready |  | 18.3
| Accessories | Item | Description | 15% | 10% | 5%
| 1PK12BWET | 600100384 | 12” black pendant kit (requires PK option) | 37.2 | 32.3 | 29
| 1PK12WWET | 600100381 | 12” white pendant kit (requires PK option) | 37.2 | 32.3 | 29
| 1PK24BWET | 600100385 | 24” black pendant kit (requires PK option) | 41 | 35.6 | 32
| 1PK24WWET | 600100382 | 24” white pendant kit (requires PK option) | 41 | 35.6 | 32
| 1PK48BWET | 600100386 | 48” black pendant kit (requires PK option) | 60.2 | 52.3 | 47
| 1PK48WWET | 600100383 | 48” white pendant kit (requires PK option) | 60.2 | 52.3 | 47
| BPG2 | 100002500-002 | wireguard, 15.75” x 11.5” x 4.5” (wall mount STX, ATX, VE, FORMA) | 72.9 | 63.4 | 57
| WG 6DX16.5LX14W WHT | 300400013-001 | wireguard, 6"D X 16.5"L X 14"W, white (OL2 surface wall, CRV recessed wall, ESL surface, EVR wall, FTZC wall, VE wall, FTZ wall, VST MINI wall, VSTM wall, PCHA wall, EPX wall, EPC wall) | 87.6 | 76.2 | 68.5
Link to Beghelli Web Page
Return to Index
2026-07-17

## HDZ
HDZ | Class I, Div 1, Groups C-D, Class I, Div 2, Groups A-D; Class II, Div 1, Groups E-G; Class II, Div 2, Groups F-G; Class III
HDZE UNIT | Model | Item | Description (hazardous / wet) | 15% | 10% | 5%
| HDZESE | 101100741 | C1D1 EM UNIT; 7W LED ADJUSTABLE LAMP HEADS (5000K CCT); 120-277V; 50- 60HZ; LITHIUM ION BATTERY; 3 HRS EM OPERATION; 0 to 45°C (18#) | 1168.7 | 1016.7 | 915
Link to Beghelli Web Page
HDZC COMBO | Model | Item | Description (hazardous / wet) | 15% | 10% | 5%
| HDZCSA1R | 101102101 | C1D1 COMBO; 7W LED ADJUSTABLE LAMP HEADS (5000K CCT); RED LED EXIT; SINGLE FACE; CLEAR PANEL; 120-277V; 50- 60HZ; LITHIUM ION BATTERY; 3 HRS EM OPERATION; 0 to 45°C (55#) | 3352.6 | 2916.7 | 2625
| HDZCSA1G | 101102102 | C1D1 COMBO; 7W LED ADJUSTABLE LAMP HEADS (5000K CCT); GREEN LED EXIT; SINGLE FACE; CLEAR PANEL; 120-277V; 50- 60HZ; LITHIUM ION BATTERY; 3 HRS EM OPERATION; 0 to 45°C (55#) | 3352.6 | 2916.7 | 2625
| Options |  | Description |  | Adder
| AT |  | AUTOTEST |  | contact factory
| ** PANELS |  | ALTERNATE PANEL OPTIONS (MIRROR, SALIDA, ETC) |  | contact factory
Link to Beghelli Web Page
HDZX EXIT | Model | Item | Description (hazardous / wet) | 15% | 10% | 5%
| HDZXSA1R | 101102103 | C1D1 EXIT; RED LED; SINGLE FACE; CLEAR PANEL;120-277V; 50- 60HZ; LITHIUM ION BATTERY; 3 HRS EM OPERATION; 0 to 45°C (55#) - SPECIFY ANY CHEVRONS- CONSULT FACTORY FOR LEADTIME | 3320.6 | 2888.9 | 2600
| HDZXSA1G | 101102104 | C1D1 EXIT; GREEN LED; SINGLE FACE; CLEAR PANEL;120-277V; 50- 60HZ; LITHIUM ION BATTERY; 3 HRS EM OPERATION; 0 to 45°C (55#) - SPECIFY ANY CHEVRONS - CONSULT FACTORY FOR LEADTIME | 3320.6 | 2888.9 | 2600
| Options |  | Description |  | Adder
| AT |  | AUTOTEST |  | contact factory
| ** PANELS |  | ALTERNATE PANEL OPTIONS (MIRROR, SALIDA, ETC) |  | contact factory
Link to Beghelli Web Page
Return to Index

## HWE
HWE | Model | Item | Description (indoor) | 15% | 10% | 5%
Pb-A Battery (Sealed lead calcium)
| HWE 6 120 0 |  | battery unit, white, 6V 120W, no heads | 274.3 | 238.6 | 214.7
| HWE 6 200 0 |  | battery unit, white, 6V 200W, no heads | 359.8 | 313 | 281.7
| HWE 12 140 0 |  | battery unit, white, 12V 140W, no heads | 300 | 261 | 234.9
| HWE 12 160 0 |  | battery unit, white, 12V 160W, no heads | 419.2 | 364.7 | 328.2
| HWE 12 180 0 |  | battery unit, white, 12V 180W, no heads | 429 | 373.2 | 335.8
| HWE 12 360 0 |  | battery unit, white, 12V 360W, no heads | 457.2 | 397.7 | 357.9
| HWE 24 280 0 |  | battery unit, white, 24V 280W, no heads | 508.7 | 442.5 | 398.2
| HWE 24 360 0 |  | battery unit, white, 24V 360W, no heads | 543.4 | 472.7 | 425.4
Ni-Cd Battery (Nickel cadmium)
| HWE 12 130 0 NC |  | battery unit, white, 12V 130W (NI-CD), no heads | 475.2 | 413.4 | 372
| HWE 12 200 0 NC |  | battery unit, white, 12V 200W (NI-CD), no heads | 526.1 | 457.7 | 411.9
| HWE 24 200 0 NC |  | battery unit, white, 24V 200W (NI-CD), no heads | 539.1 | 469 | 422.1
| Options |  | Description |  | Adder
| ACTB |  | AC terminal block |  | 28
| AM |  | ammeter |  | 25.5
| AT |  | autotest (battery units) |  | 22.5
| BLK |  | black finish |  | 18.5
| BZ |  | audible alarm (buzzer) |  | 55
| CC |  | custom color |  | contact factory
| DCTB |  | DC terminal block |  | 28
| FAI |  | fire alarm interface - specify signal: normally open, normally closed or 6, 12, 24VDC (specify input voltage) |  | 73
| IRT |  | infrared testing (specify input voltage) |  | 82
| LC |  | line cord (120V only) |  | 17
| TD |  | time delay- specify voltage and delay 5 , 10 , 15 min (10 min std) |  | 24
| TP |  | tamper proof screws |  | 19.8
| VM |  | voltmeter |  | 25.5
| LAMP HEADS |  | Description | 15% | 10% | 5%
| 1SR7.2W |  | single PAR18 head with one 7.2W incandescent lamp (6V ONLY) | 10.3 | 8.9 | 8
| 1SR9W |  | single PAR18 head with one 9W incandescent lamp | 14.2 | 12.3 | 11
| 1SR12W |  | single PAR18 head with one 12W lamp (12V ONLY) | 21.2 | 18.4 | 16.5
| 1SR18W |  | single PAR18 head with one 18W lamp (12V & 24V ONLY) | 21.2 | 18.4 | 16.5
| 1SR12WQ |  | single PAR18 head with one 12W quartz halogen lamp (6V & 12V ONLY) | 21.2 | 18.4 | 16.5
| 1SR20WQ |  | single PAR18 head with one 20W quartz halogen lamp (12V ONLY) | 21.2 | 18.4 | 16.5
| 1SR2WLED |  | single PAR18 head with one 2W LED lamp (12V ONLY) | 22.5 | 19.5 | 17.5
| 1SR5WLED |  | single PAR18 head with one 5W LED lamp | 25.7 | 22.3 | 20
| 1SR7WLED |  | single PAR18 head with one 7W LED lamp | 55 | 47.8 | 43
| 1LR7.2W |  | single PAR 36 head with one 7.2W incandescent lamp (6V ONLY) | 32.7 | 28.4 | 25.5
| 1LR9W |  | single PAR36 head with one 9W incandescent lamp | 13.5 | 11.7 | 10.5
| 1LR12W |  | single PAR36 head with one 12W incandescent lamp (12V ONLY) | 13.5 | 11.7 | 10.5
| 1LR18W |  | single PAR36 head with one 18W incandescent lamp (12V & 24V ONLY) | 13.5 | 11.7 | 10.5
| 1LR12WQ |  | single PAR36 head with one 12W quartz halogen lamp (6V & 12V ONLY) | 26.9 | 23.4 | 21
| 1LR20WQ |  | single PAR36 head with one 20W quartz halogen lamp (12V ONLY) | 26.9 | 23.4 | 21
| 1LR6WLEDSB |  | single PAR36 head with one 6W sealed beam LED lamp (12V ONLY) | 32.7 | 28.4 | 25.5
| 1BTMR2WLED |  | single MR16 head with one 2W LED lamp (12V only) | 48 | 41.7 | 37.5
| 1BTMR5WLED |  | single MR16 head with one 5W LED lamp | 52.5 | 45.6 | 41
| 1BTMR7WLED |  | single MR16 head with one 7W LED lamp | 59.5 | 51.7 | 46.5
| 1TESSQ5W |  | TESTA LED 5W, 640LM, square single head, 12-24V | 58.9 | 51.2 | 46
| 1TESSQ9W |  | TESTA LED 9W, 1100LM, square single head, 12-24V | 67.8 | 58.9 | 53
| 1TESSQ14W |  | TESTA LED 14W, 1450LM, square single head, 12-24V | 67.8 | 58.9 | 53
| 1TESSQ30W |  | TESTA LED 30W, 2500LM, square single head, 12-24V | 72.9 | 63.4 | 57
| 2SR7.2W |  | double PAR18 heads with 7.2W incandescent lamps (6V ONLY) | 19.2 | 16.7 | 15
| 2SR9W |  | double PAR18 heads with 9W incandescent lamps | 27.5 | 23.9 | 21.5
| 2SR12W |  | double PAR18 heads with 12W incandescent lamps (12V ONLY) | 41.7 | 36.2 | 32.5
| 2SR18W |  | double PAR18 heads with 18W incandescent lamps (12V & 24V ONLY) | 41.7 | 36.2 | 32.5
| 2SR12WQ |  | double PAR18 heads with 12W quartz halogen lamps (6V & 12V ONLY) | 41.7 | 36.2 | 32.5
| 2SR20WQ |  | double PAR18 heads with 20W quartz halogen lamps (12V ONLY) | 41.7 | 36.2 | 32.5
| 2SR2WLED |  | double PAR18 heads with 2W LED lamps (12V ONLY) | 44.2 | 38.4 | 34.5
| 2SR5WLED |  | double PAR18 heads with 5W LED lamps | 50.5 | 43.9 | 39.5
| 2SR7WLED |  | double PAR18 heads with 7W LED lamps | 109.9 | 95.6 | 86
| 2LR7.2W |  | double PAR36 heads with 7.2W incandescent lamps (6V ONLY) | 64.6 | 56.2 | 50.5
| 2LR9W |  | double PAR36 heads with 9W incandescent lamps | 26.9 | 23.4 | 21
| 2LR12W |  | double PAR36 heads with 12W incandescent lamps (12V ONLY) | 26.9 | 23.4 | 21
| 2LR18W |  | double PAR36 heads with 18W incandescent lamps (12V & 24V ONLY) | 26.9 | 23.4 | 21
| 2LR12WQ |  | double PAR36 heads with 12W quartz halogen lamps (6V & 12V ONLY) | 53.7 | 46.7 | 42
| 2LR20WQ |  | double PAR36 heads with 20W quartz halogen lamps (12V ONLY) | 53.7 | 46.7 | 42
| 2LR6WLEDSB |  | double PAR36 heads with 6W sealed beam LED lamps (12V & 24V ONLY) | 64.6 | 56.2 | 50.5
| 2BTMR2WLED |  | double MR16 heads with 2W LED lamps (12V only) | 95.2 | 82.8 | 74.5
| 2BTMR5WLED |  | double MR16 heads with 5W LED lamps | 104.9 | 91.2 | 82
| 2BTMR7WLED |  | double MR16 heads with 7W LED lamps | 118.9 | 103.4 | 93
| 2TESSQ5W |  | double TESTA square LED heads, 5W 640LM each, 12-24V | 118.2 | 102.8 | 92.5
| 2TESSQ9W |  | double TESTA square LED heads, 9W 1100LM each, 12-24V | 134.9 | 117.3 | 105.5
| 2TESSQ14W |  | double TESTA square LED heads, 14W 1450LM each, 12-24V | 134.9 | 117.3 | 105.5
| 2TESSQ30W |  | double TESTA square LED heads, 30W 2500LM each, 12-24V | 145.7 | 126.7 | 114
| 3LR7.2W |  | three PAR36 heads with 7.2W incandescent lamps (6V ONLY) | 97.2 | 84.5 | 76
| 3LR9W |  | three PAR36 heads with 9W incandescent lamps | 41 | 35.6 | 32
| 3LR12W |  | three PAR36 heads with 12W incandescent lamps (12V ONLY) | 41 | 35.6 | 32
| 3LR18W |  | three PAR36 heads with 18W incandescent lamps (12V & 24V ONLY) | 41 | 35.6 | 32
| 3LR12WQ |  | single PAR36 head with one 12W quartz halogen lamp (6V & 12V ONLY) | 79.9 | 69.5 | 62.5
| 3LR20WQ |  | three PAR36 heads with 20W quartz halogen lamps (12V ONLY) | 79.9 | 69.5 | 62.5
| 3LR6WLEDSB |  | three PAR36 heads with 6W sealed beam LED lamps (12V & 24V ONLY) | 97.2 | 84.5 | 76
| Accessories | Item | Description | 15% | 10% | 5%
| HHC | 476000021 | remote control for IRT (remote will operate multiple units; order remote separately) | 42.2 | 36.7 | 33
Note: To properly size unit, ensure sufficient capacity is chosen to run lamp wattages on unit plus any additional load. For example, if the unit is configured with 2 lamp heads of 30W each, the minimum capacity required is 60W. Any additional load will require additional capacity.
Link to Beghelli Web Page
Return to Index

## HZCAS
CASTEX 700 | Model | Item | Description (hazardous / wet) | 15% | 10% | 5%
Class I, Division 1, Groups C-D, Class I, Division 2, Groups A,B,C and D; Class II, Division 1, Groups E, F & G, Class II, Division 2, Groups F & G, Class III
| HZCAS700SARHO120277V | 117104399 | Edgelit exit, 5W self-powered, red led, surface/wall mount, gray finish, 120-277V | 1701.7 | 1480.4 | 1332.3
| HZCAS700SAGHO120277V | 107104400 | Edgelit exit, 5W self-powered, green led, surface/wall mount, gray finish, 120-277V | 1701.7 | 1480.4 | 1332.3
| Options |  | Description |  | Adder
| SW |  | special wording |  | contact factory
| Accessories | Item | Description | 15% | 10% | 5%
| HZJBOX |  | hazardous rated J-box | 227.5 | 197.9 | 178.1
| HZPK12 |  | 12" pendant stem (12" steel pipe, 3/4" NPT) | 50.5 | 43.9 | 39.5
Link to Beghelli Web Page
CASTEX 800 | Model | Item | Description (Class I, Div 2) | 15% | 10% | 5%
| HZCAS800 SA LG1 615 | 100000858 | Hazardous LED exit combo, green letters, single face, 6V, 15W, gray, CLASS I, DIV 2 | 590.2 | 513.4 | 462
| HZCAS800 SA LR1 615 | 100000859 | Hazardous LED exit combo, red letters, single face, 6V, 15W, gray, CLASS I, DIV 2 | 590.2 | 513.4 | 462
| HZCAS800 SA LG2 612 | 100000860 | Hazardous LED exit combo, green letters, double face, 6V, 12W, gray, CLASS I, DIV 2 | 616.9 | 536.7 | 483
| HZCAS800 SA LR2 612 | 100000861 | Hazardous LED exit combo, red letters, double face, 6V, 12W, gray, CLASS I, DIV 2 | 616.9 | 536.7 | 483
| HZCAS800 SA LG1 1215 | 100000862 | Hazardous LED exit combo, green letters, single face, 12V, 15W, gray, CLASS I, DIV 2 | 590.2 | 513.4 | 462
| HZCAS800 SA LR1 1215 | 100000863 | Hazardous LED exit combo, red letters, single face, 12V, 15W, gray, CLASS I, DIV 2 | 590.2 | 513.4 | 462
| HZCAS800 SA LG2 1212 | 100000864 | Hazardous LED exit combo, green letters, double face, 12V, 12W, gray, CLASS I, DIV 2 | 616.9 | 536.7 | 483
| HZCAS800 SA LR2 1212 | 100000865 | Hazardous LED exit combo, red letters, double face, 12V, 12W, gray, CLASS I, DIV 2 | 616.9 | 536.7 | 483
| Options |  | Description | Adder
| AT |  | autotest |  | 68
| IH |  | internal heater for cold location operation |  | 57.5
| NH |  | no heads |  | 21
| TP |  | tamper proof hardware |  | 36
Link to Beghelli Web Page
Return to Index

## Inverters
INVERTERS **Freight Not Included for Inverters**
NOVA
800W | Model | Item | Description (indoor) | 15% | 10% | 5%
| NV UAC P 800W 120/120V | 100001501-751 | 800W, 120V input, 120VAC output, pure sine wave, 90 minute runtime | 3212.7 | 2795 | 2515.5
| NV UAC P 800W 120/277V |  | 800W, 120V input, 277VAC output, pure sine wave, 90 minute runtime | 3487.3 | 3033.9 | 2730.5
| NV UAC P 800W 277/120V |  | 800W, 277V input, 120VAC output, pure sine wave, 90 minute runtime | 3487.3 | 3033.9 | 2730.5
| NV UAC P 800W 277/277V | 100001502-363 | 800W, 277V input, 277VAC output, pure sine wave, 90 minute runtime | 3721.1 | 3237.3 | 2913.5
| Options |  | Description |  | Adder
| AT |  | autotest |  | 69.3
| CC |  | custom color |  | contact factory
| FAI |  | fire alarm interface (specify voltage and signal type: open dry contact, closed dry contact or 6-24VDC) - AT only |  | 182.2
| LC |  | line cord - 120V only (not available with TLP option) |  | 35.5
| TD |  | time delay (specify 5, 10, 15 minutes -- preset at 10 minutes) - AT only |  | 153.4
| TLP |  | 120V twist lock plug (not available with LC option) |  | 57.5
Link to Beghelli Web Page
NOVA UAC-P 1500-2000W | Model | Item | Description (indoor) | 15% | 10% | 5%
| NV UAC P 1500W 120/120V |  | 1500W, 120V input, 120VAC output, pure sine wave, 90 minute runtime | 6271.5 | 5456.2 | 4910.5
| NV UAC P 1500W 120/208V |  | 1500W, 120V input, 208VAC output, pure sine wave, 90 minute runtime | 6549.9 | 5698.4 | 5128.5
| NV UAC P 1500W 120/277V |  | 1500W, 120V input, 277VAC output, pure sine wave, 90 minute runtime | 6898.6 | 6001.7 | 5401.5
| NV UAC P 1500W 208/120V |  | 1500W, 208V input, 120VAC output, pure sine wave, 90 minute runtime | 6689.1 | 5819.5 | 5237.5
| NV UAC P 1500W 208/277V |  | 1500W, 208V input, 277VAC output, pure sine wave, 90 minute runtime | 6968.2 | 6062.3 | 5456
| NV UAC P 1500W 277/120V |  | 1500W, 277V input, 120VAC output, pure sine wave, 90 minute runtime | 6968.2 | 6062.3 | 5456
| NV UAC P 1500W 277/208V |  | 1500W, 277V input, 208VAC output, pure sine wave, 90 minute runtime | 7037.8 | 6122.8 | 5510.5
| NV UAC P 1500W 277/277V | 100001503-216 | 1500W, 277V input, 277VAC output, pure sine wave, 90 minute runtime | 7664.9 | 6668.4 | 6001.5
| NV UAC P 2000W 120/120V | 100001503-336 | 2000W, 120V input, 120VAC output, pure sine wave, 90 minute runtime | 7316.1 | 6365 | 5728.5
| Options |  | Description |  | Adder
| AT |  | autotest |  | 69.3
| BK2 |  | 2 output breakers (120V output only) |  | 124.6
| BK3 |  | 3 output breakers (120V output only) |  | 239.7
| BK4 |  | 4 output breakers (120V output only) |  | 354.7
| CC |  | custom color |  | contact factory
| FAI |  | fire alarm interface (specify voltage and signal type: open dry contact, closed dry contact or 6-24VDC) - AT only |  | 182.2
| LC |  | line cord - 120V only (not available with TLP option) |  | 35.5
| TB |  | 1 additional terminal block for a total of 2 terminal blocks (available for 120V input only) |  | 57.5
| TD |  | time delay (specify 5, 10, 15 minutes -- preset at 10 minutes) - AT only |  | 153.4
| TLP |  | 120V twist lock plug (not available with LC option) |  | 57.5
| WS |  | wall switch (available for 120V/120V) |  | 86.4
Link to Beghelli Web Page
STRATTA | Model | Item | Description (indoor) | 15% | 10% | 5%
| ST1 Models |  | Single phase inverters, 2.1 to 17kW capacity; Configure for quotation |  | contact factory
| ST3 Models |  | Three phase inverters, 8 to 50kW capacity; Configure for quotation |  | contact factory
Link to Beghelli Stratta 1 Web Page
Link to Beghelli Stratta 3 Web Page
VESTA
MICRO | Model | Item | Description (indoor / damp / Title 20) | 15% | 10% | 5%
| VST M 20W 12V 120/277V | 109100046 | Micro inverter, 20W/12VA of LED, fluorescent or incandescent loads, Ni-Cd | 485.3 | 422.2 | 379.9
| VST M 32W 12V 120/277V | 109100048 | Micro inverter, 32W/12VA of LED, fluorescent or incandescent loads | 415.8 | 361.7 | 325.5
| VST M 35W 12V 120/277V | 109100057 | Micro inverter, 35W/12VA of LED, fluorescent or incandescent loads, Ni-Cd | 636.8 | 554 | 498.6
| VST M 55W 12V 120/277V | 109100047 | Micro inverter, 55W/12VA of LED, fluorescent or incandescent loads | 484.4 | 421.4 | 379.2
| Options |  | Description |  | Adder
| AT |  | autotest |  | 62.2
| CC |  | custom color |  | 113.2
| CEC |  | Title 20 compliant |  | 51.3
| RK |  | recess mount housing |  | 56.7
| RTS |  | Remote test switch |  | 14.7
| TB |  | plenum rated ceiling t-bar mount housing |  | 113.2
Link to Beghelli Web Page
MINI | Model | Item | Description (indoor / damp / Title 20) | 15% | 10% | 5%
| VST 55W/125VA/24VDC UNV | 109100034 | 55W, 125VA, incandescent, fluorescent, induction and LED loads, Ni-Cd | 691.5 | 601.6 | 541.4
| VST 110W/125VA/24VDC UNV | 109100035 | 110W, 125VA, incandescent, fluorescent, induction and LED loads | 760.6 | 661.7 | 595.5
| VST 110W/250VA/48VDC UNV | 109100036 | 110W, 250VA, incandescent, fluorescent, induction and LED loads, Ni-Cd | 909.6 | 791.3 | 712.1
| VST 220W/250VA/48VDC UNV | 109100037 | 220W, 250VA, incandescent, fluorescent, induction and LED loads | 1045.7 | 909.7 | 818.7
| Options |  | Description |  | Adder
| 4CK |  | 4 output circuit switching (not available with AO) |  | 265
| AO |  | adjustable output (not available with 4CK) |  | 226.6
| AT |  | autotest |  | 87.8
| CC |  | custom color |  | 137.2
| CEC |  | Title 20 compliant |  | 75.1
| RK |  | recess mount housing |  | 51.3
| RTS |  | Remote test switch |  | 14.7
| TB |  | plenum rated ceiling t-bar mount housing |  | 87.8
Link to Beghelli Web Page
MAX | Model | Item | Description (indoor / damp / Title 20) | 15% | 10% | 5%
| VST MAX 375W UNV |  | 375W, 375VA, incandescent, fluorescent, induction and LED loads | 2043.3 | 1777.6 | 1599.8
| VST MAX 600W UNV |  | 600W, 600VA, incandescent, fluorescent, induction and LED loads | 2695.8 | 2345.3 | 2110.7
| Options |  | Description |  | Adder
| 4CK |  | 4 output circuit switching (not available with AO) |  | 265
| AO |  | adjustable output (not available with 4CK) |  | 246.8
| AT |  | autotest |  | 109.7
| CC |  | custom color |  | 160.8
| IC |  | input circuit breaker |  | 75.1
| OC1 |  | output breaker x1 |  | 75.1
| OC2 |  | output breaker x2 |  | 137.2
Link to Beghelli Web Page
PRO MAX | Model | Item | Description (indoor / damp / Title 20) | 15% | 10% | 5%
| VSTPM750U | 109100132 | Inverter, Vesta Pro Max, 750W, 120/120V or 277/277V input/output | 3217.6 | 2799.3 | 2519.3
| VSTPM950U | 109100133 | Inverter, Vesta Pro Max, 950W, 120/120V or 277/277V input/output | 3852.6 | 3351.7 | 3016.5
| VSTPM1150U | 109100134 | Inverter, Vesta Pro Max, 1150W, 120/120V or 277/277V input/output | 4529.9 | 3941 | 3546.9
| Options |  | Description |  | Adder
| 4CK |  | 4 output circuit switching (not available with AO) |  | 265
| AO |  | adjustable output/ dimmer bypass 750W (not available with 4CK) |  | 268.4
| AO |  | adjustable output/ dimmer bypass 950W (not available with 4CK) |  | 372.6
| AO |  | adjustable output/ dimmer bypass 1150W (not available with 4CK) |  | 816.3
| AT |  | autotest 750W |  | 94
| AT |  | autotest 950W |  | 132
| AT |  | autotest 1150W |  | 143.9
| CC |  | custom color housing |  | 511.4
| ICB |  | input breaker (one max) |  | 118.8
| OCB1 |  | one output breaker |  | 59.5
| OCB2 |  | two output breakers |  | 118.8
| OCB3 |  | three output breakers |  | 178.2
| OCB4 |  | four output breakers |  | 237.5
| OCB5 |  | five output breakers |  | 296.8
| OCB6 |  | six output breakers (not available with ICB option) |  | 356.3
Link to Beghelli Web Page
WIRE GUARD | Model | Item | Description | 15% | 10% | 5%
| WG 9DX20LX19W WHT | 300400009-001 | wireguard, 9"D X 20"L X 19"W, white (RBOU wall, RBOC wall, BRV, WLXE wall, VST375) | 97.8 | 85 | 76.5
| WG 9DX26LX19W WHT | 300400010-001 | wireguard, 9"D X 26"L X 19"W, white (VST600) | 113.2 | 98.4 | 88.5
| WG 6DX16.5LX14W WHT | 300400013-001 | wireguard, 6"D X 16.5"L X 14"W, white (OL2 surface wall, CRV recessed wall, ESL surface, EVR wall, FTZC wall, VE wall, FTZ wall, VST MINI wall, VSTM wall, PCHA wall, EPX wall, EPC wall) | 87.6 | 76.2 | 68.5
Link to Beghelli Web Page
Return to Index
2026-06-26

## LC1
LC1 | Model | Item | Description (indoor / damp / Title 20) | 15% | 10% | 5%
AC ONLY
| LC1 E HT LR1 | 100100028 | AC only, single face, red LED | 80.5 | 70 | 63
| LC1 E HT LR2 | 100100029 | AC only, double face, red LED | 91.3 | 79.4 | 71.4
| LC1 E HT LRU | 100100272 | AC only, universal face, red LED | 110 | 95.7 | 86.1
| LC1 E HT LG1 | 100100034 | AC only, single face, green LED | 80.5 | 70 | 63
| LC1 E HT LG2 | 100100171 | AC only, double face, green LED | 91.3 | 79.4 | 71.4
| LC1 E HT LGU | 100100274 | AC only, universal face, green LED | 110 | 95.7 | 86.1
AC & EM
| LC1 E SA LR1 | 100100036 | Ni-Cd battery, single face, red LED | 85.9 | 74.7 | 67.2
| LC1 E SA LR2 | 100100051 | Ni-Cd battery, double face, red LED | 96.6 | 84 | 75.6
| LC1 E SA LRU | 100100276 | Ni-Cd battery, universal face, red LED | 115.5 | 100.4 | 90.3
| LC1 E SA LG1 | 100100026 | Ni-Cd battery, single face, green LED | 85.9 | 74.7 | 67.2
| LC1 E SA LG2 | 100100224 | Ni-Cd battery, double face, green LED | 96.6 | 84 | 75.6
| LC1 E SA LGU | 100100278 | Ni-Cd battery, universal face, green LED | 115.5 | 100.4 | 90.3
| Options |  | Description |  | Adder
| 2CK |  | dual circuit (available in AC only, specify voltage) |  | 14.5
| ALAL |  | brushed aluminum body, brushed aluminum face |  | 10.8
| AT |  | autotest (SA only) |  | 24.2
| BB |  | black housing / black face |  | 0
| TP |  | tamper proof hardware |  | 29.4
| WAL |  | white housing/aluminum face |  | 5.4
| WW |  | white housing/white face |  | 0
| USA |  | assembled in America |  | 58.7
| Accessories | Item | Description | 15% | 10% | 5%
| WG 6DX16.5LX14W WHT | 300400013-001 | wireguard, 6"D X 16.5"L X 14"W, white (OL2 surface wall, CRV recessed wall, ESL surface, EVR wall, FTZC wall, VE wall, FTZ wall, VST MINI wall, VSTM wall, PCHA wall, EPX wall, EPC wall) | 87.6 | 76.2 | 68.5
Link to Beghelli Web Page
Return to Index

## MEZ
MEZZO | Model | Item | Description (wet /cold) | 15% | 10% | 5%
| MEZ LED SA BLK 120-277V | 101000019 | 2x6W LED, AC & emergency, black housing, 120-277V | 186.6 | 162.3 | 146
| MEZ LED SA BLK 120-277V CL | 101000023 | 2x6W LED, AC & emergency, black housing, 120-277V, cold location -30°C to 50°C | 198.9 | 173 | 155.7
| MEZ LED SA DBZ 120-277V | 101000013 | 2x6W LED, AC & emergency, dark bronze housing, 120-277V | 186.6 | 162.3 | 146
| MEZ LED SA DBZ 120-277V CL | 101100223 | 2x6W LED, AC & emergency, dark bronze housing, 120/277V, cold location -30°C to 50°C | 198.9 | 173 | 155.7
| MEZ LED SA NIK 120-277V | 101000021 | 2x6W LED, AC & emergency, nickel housing, 120-277V | 186.6 | 162.3 | 146
| MEZ LED SA NIK 120-277V CL | 101000020 | 2x6W LED, AC & emergency, nickel housing, 120-277V, cold location -30°C to 50°C | 198.9 | 173 | 155.7
| MEZ LED SA WHT 120-277V | 101000022 | 2x6W LED, AC & emergency, white housing, 120-277V | 186.6 | 162.3 | 146
| MEZ LED SA WHT 120-277V CL | 101100224 | 2x6W LED, AC & emergency, white housing, 120-277V, cold location -30°C to 50°C | 198.9 | 173 | 155.7
| Options |  | Description |  | Adder
| T20 |  | Title 20 compliant |  | 12.9
| Accessories | Item | Description | 15% | 10% | 5%
| WG 6DX11LX7W WHT | 300400014-001 | wireguard, 6"D X 11"L X 7"W, white (MEZ wall, PEH wall, EPE ceiling) | 69.8 | 60.7 | 54.6
Link to Beghelli Web Page
Return to Index

## MNT
MONTANTE | Model | Item | Description (wet /cold) | 15% | 10% | 5%
| MNTSA W | 100102090 | Montante mullion mount AC & EM fixture, 11W, 5000K CCT, 120-277V, IP65, IK10, w/ j-box, white | 228.7 | 198.9 | 179
| MNTSA B | 100102091 | Montante mullion mount AC & EM fixture, 11W, 5000K CCT, 120-277V, IP65, IK10, w/ j-box, black | 228.7 | 198.9 | 179
| MNTSA BR | 100102092 | Montante mullion mount AC & EM fixture, 11W, 5000K CCT, 120-277V, IP65, IK10, w/ j-box, dark bronze | 228.7 | 198.9 | 179
| MNTSA BA | 100102093 | Montante mullion mount AC & EM fixture, 11W, 5000K CCT, 120-277V, IP65, IK10, w/ j-box, silver aluminum | 228.7 | 198.9 | 179
Link to Beghelli Web Page
Return to Index

## MUR
MURO | Model | Item | Description (wet /cold) | 15% | 10% | 5%
| MUR SA DB CL | 100101018 | Wallpack, 18W LED, 1500 lm, 4000K CCT, Ni-Cd battery backup, cold location -25°C to 50°C, Autotest, 120-277V, dark bronze | 207.8 | 180.7 | 162.6
| MUR SA WHT CL | 100101019 | Wallpack, 18W LED, 1500 lm, 4000K CCT, Ni-Cd battery backup, cold location -25°C to 50°C, Autotest, 120-277V, white | 207.8 | 180.7 | 162.6
| MUR SA BLK CL | 100101301 | Wallpack, 18W LED, 1500 lm, 4000K CCT, Ni-Cd battery backup, cold location -25°C to 50°C, Autotest, 120-277V, black | 207.8 | 180.7 | 162.6
| MUR SA DB CL PIR | 100101022 | Wallpack, 18W LED, 1500 lm, 4000K CCT, PIR motion sensor, Ni-Cd battery backup, cold location -25°C to 50°C, Autotest, 120-277V, dark bronze | 238.4 | 207.4 | 186.6
| MUR SA WHT CL PIR | 100101023 | Wallpack, 18W LED, 1500 lm, 4000K CCT, PIR motion sensor, Ni-Cd battery backup, cold location -25°C to 50°C, Autotest, 120-277V, white | 238.4 | 207.4 | 186.6
| MUR SA BLK CL PIR | 100101302 | Wallpack, 18W LED, 1500 lm, 4000K CCT, PIR motion sensor, Ni-Cd battery backup, cold location -25°C to 50°C, Autotest, 120-277V, black | 238.4 | 207.4 | 186.6
Link to Beghelli Web Page
Return to Index

## NYC
NEW YORK CITY COMPLIANT PRODUCTS
NYCCRVC | Model (Single Face) | Item | Description | 15% | 10% | 5%
| NYC CRV C SA LR1 CLR R BA | 100101033 | Combo unit, red LED, single face, clear panel, recess mount, brushed aluminum finish, 2x2.5W lamps, autotest, 120/277V, NYC approved | 176.9 | 153.9 | 138.5
| NYC CRV C SA LR1 CLR R WHT | 100101035 | Combo unit, red LED, single face, clear panel, recess mount, white finish, 2x2.5W lamps, autotest, 120/277V, NYC approved | 178.9 | 155.6 | 140
| NYC CRV C SA LR1 CLR R BA RC | 100101034 | Combo unit, red LED, single face, clear panel, recess mount, brushed aluminum finish, 2x2.5W lamps, remote capable, autotest, 120/277V, NYC approved | 200 | 174 | 156.6
| NYC CRV C SA LR1 CLR R WHT RC | 100101036 | Combo unit, red LED, single face, clear panel, recess mount, white finish, 2x2.5W lamps, remote capable, autotest, 120/277V, NYC approved | 202 | 175.7 | 158.1
| Model (Double Face) | Item | Description | 15% | 10% | 5%
| NYC CRV C SA LR2 MIR R BA |  | Combo unit, red LED, double face, mirror panel, recess mount, brushed aluminum finish, 2x2.5W lamps, autotest, 120/277V, NYC approved | 219.2 | 190.7 | 171.6
| NYC CRV C SA LR2 MIR R WHT |  | Combo unit, red LED, double face, mirror panel, recess mount, white finish, 2x2.5W lamps, autotest, 120/277V, NYC approved | 221.2 | 192.4 | 173.1
| NYC CRV C SA LR2 MIR R BA RC |  | Combo unit, red LED, double face, mirror panel, recess mount, brushed aluminum finish, 2x2.5W lamps, remote capable, autotest, 120/277V, NYC approved | 242.3 | 210.8 | 189.7
| NYC CRV C SA LR2 MIR R WHT RC |  | Combo unit, red LED, double face, mirror panel, recess mount, white finish, 2x2.5W lamps, remote capable, autotest, 120/277V, NYC approved | 244.2 | 212.4 | 191.1
| Surface Mount Option Adder |  | Description |  | Adder
| SM |  | Surface mount in brushed aluminum finish |  | 26
| SM |  | Surface mount in white finish |  | 29
Link to Beghelli Web Page
NYCEST | Model | Item | Description (wet /cold) | 15% | 10% | 5%
| NYC EST 2LED 3WRC WHT | 100101197 | Emergency unit, 2 top mounted LED heads, 3W remote capable, white housing, NYC approved | 80.4 | 69.9 | 62.9
| NYC EST 2LED 3WRC BLK | 100101198 | Emergency unit, 2 top mounted LED heads, 3W remote capable, black housing, NYC approved | 80.4 | 69.9 | 62.9
| NYC EST 2LED 7.5WRC WHT | 100101199 | Emergency unit, 2 top mounted LED heads, 7.5W remote capable, white housing, NYC approved | 108 | 93.9 | 84.5
| NYC EST 2LED 7.5WRC BLK | 100101200 | Emergency unit, 2 top mounted LED heads, 7.5W remote capable, black housing, NYC approved | 108 | 93.9 | 84.5
| NYC EST 3LED 9WRC WHT | 100101201 | Emergency unit, 3 top mounted LED heads, 9W remote capable, white housing, NYC approved | 113.6 | 98.8 | 88.9
| NYC EST 3LED 9WRC BLK | 100101202 | Emergency unit, 3 top mounted LED heads, 9W remote capable, black housing, NYC approved | 113.6 | 98.8 | 88.9
| Accessories | Item | Description | 15% | 10% | 5%
| WG 3DX16.5LX14W WHT | 300400012-001 | wireguard, 3"D X 16.5"L X 14"W, white (FRMC wall, STX wall, QR wall, CRVC recessed wall, LC1 wall, NYCSTX wall, NYCEST wall, PXA wall, PX wall, ATXRE wall) | 75.3 | 65.5 | 58.9
Link to Beghelli Web Page
NYCLC1 | Model | Item | Description | 15% | 10% | 5%
| NYC LC1 HT LR1 |  | Exit, aluminum, AC only, red LED, single face, universal mount, NYC compliant | 121.9 | 106 | 95.4
| NYC LC1 HT LR2 |  | Exit, aluminum, AC only, red LED, double face, universal mount, NYC compliant | 146.5 | 127.4 | 114.6
| NYC LC1 HT LRU |  | Exit, aluminum, AC only, red LED, universal face, universal mount, NYC compliant | 170.7 | 148.5 | 133.6
| NYC LC1 SA LR1 |  | Exit, aluminum, AC & EM, red LED, single face, universal mount, NYC compliant | 128 | 111.3 | 100.1
| NYC LC1 SA LR2 |  | Exit, aluminum, AC & EM, red LED, double face, universal mount, NYC compliant | 152.5 | 132.6 | 119.3
| NYC LC1 SA LRU |  | Exit, aluminum, AC & EM, red LED, universal face, universal mount, NYC compliant | 176.6 | 153.6 | 138.2
| Housing Color |  |  |  | Adder
| AL |  | Brushed aluminum housing finish | 0
| WHT |  | white housing finish | 0
| BLK |  | Black housing finish | 0
| Face Color |  |  |  | Adder
| AL |  | Brushed aluminum face finish | 0
| WHT |  | white face finish | 0
| BLK |  | Black face finish | 0
| Options (adder) |  | Description |  | Adder
| AT |  | Autotest diagnostics (requires SA model) |  | 29
Link to Beghelli Web Page
NYCREDG | Model | Item | Description (ceiling mount) | 15% | 10% | 5%
| NYC REDG HT LR1 CLR WHT | 100101130 | Exit, edgelit, recess ceiling mount, NYC, AC only, red LED, single face, clear panel, white housing, 120/277V | 131.9 | 114.7 | 103.2
| NYC REDG HT LR1 MIR WHT | 100101132 | Exit, edge-lit, recess ceiling mount, NYC, AC only, red LED, single face, mirror panel, white housing, 120/277V | 131.9 | 114.7 | 103.2
| NYC REDG HT LR1 WHT WHT | 100101133 | Exit, edge-lit, recess ceiling mount, NYC, AC only, red LED, single face, white panel, white housing, 120/277V | 131.9 | 114.7 | 103.2
| NYC REDG HT LR2 MIR WHT | 100100837 | Exit, edge-lit, recess ceiling mount, NYC, AC only, red LED, double face, mirror panel, white housing, 120/277V | 139 | 120.9 | 108.8
| NYC REDG HT LR2 WHT WHT | 100101134 | Exit, edge-lit, recess ceiling mount, NYC, AC only, red LED, double face, white panel, white housing, 120/277V | 139 | 120.9 | 108.8
| NYC REDG SA LR1 CLR WHT | 100101160 | Exit, edge-lit, recess ceiling mount, NYC, AC & EM, red LED, single face, clear panel, white housing, 120/277V | 137.9 | 119.9 | 107.9
| NYC REDG SA LR1 MIR WHT | 100101162 | Exit, edge-lit, recess ceiling mount, NYC, AC & EM, red LED, red LED, single face, mirror panel, white housing, 120/277V | 137.9 | 119.9 | 107.9
| NYC REDG SA LR1 WHT WHT | 100101163 | Exit, edge-lit, recess ceiling mount, NYC, AC & EM, red LED, single face, white panel, white housing, 120/277V | 137.9 | 119.9 | 107.9
| NYC REDG SA LR2 MIR WHT | 100101001 | Exit, edge-lit, recess ceiling mount, NYC, AC & EM, red LED, double face, mirror panel, white housing, 120/277V | 145.2 | 126.3 | 113.6
| NYC REDG SA LR2 WHT WHT | 100101164 | Exit, edge-lit, recess ceiling mount, NYC, AC & EM, red LED, double face, white panel, white housing, 120/277V | 145.2 | 126.3 | 113.6
| Model | Item | Description (wall mount) | 15% | 10% | 5%
| NYC REDG HT LR1 CLR WHT WM | 100101171 | Exit, edge-lit, recess wall mount, NYC, AC only, red LED, single face, clear panel, white housing, 120/277V | 187.3 | 162.9 | 146.6
| NYC REDG HT LR1 MIR WHT WM | 100101172 | Exit, edge-lit, recess wall mount, NYC, AC only, red LED, single face, mirror panel, white housing, 120/277V | 187.3 | 162.9 | 146.6
| NYC REDG HT LR1 WHT WHT WM | 100101173 | Exit, edge-lit, recess wall mount, NYC, AC only, red LED, single face, white panel, white housing, 120/277V | 187.3 | 162.9 | 146.6
| NYC REDG SA LR1 CLR WHT WM | 100101188 | Exit, edge-lit, recess wall mount, NYC, AC & EM, red LED, single face, clear panel, white housing, 120/277V | 193.5 | 168.3 | 151.4
| NYC REDG SA LR1 MIR WHT WM | 100101189 | Exit, edge-lit, recess wall mount, NYC, AC & EM, red LED, single face, mirror panel, white housing, 120/277V | 193.5 | 168.3 | 151.4
| NYC REDG SA LR1 WHT WHT WM | 100101190 | Exit, edge-lit, recess wall mount, NYC, AC & EM, red LED, single face, white panel, white housing, 120/277V | 193.5 | 168.3 | 151.4
| Panel Color |  |  |  | Adder
| CLR |  | Clear panel (single face only) | 0
| MIR |  | Mirror panel | 0
| WHT |  | white panel | 0
| Housing Color |  |  |  | Adder
| AL |  | Aluminum housing finish | 0
| BLK |  | Black housing finish | 0
| Options |  | Description |  | Adder
| AT |  | Autotest diagnostics (requires SA model) |  | 29
Link to Beghelli Web Page
NYCSEDG | Model | Item | Description (surface mount) | 15% | 10% | 5%
| NYC SEDG HT LR1 CLR WHT | 100100805 | Exit, edge-lit, AC only, surface mount, red LED, single face, clear panel, white housing, 120/277V | 92.9 | 80.8 | 72.7
| NYC SEDG HT LR1 MIR WHT | 100101092 | Exit, edge-lit, AC only, surface mount, red LED, single face, mirror panel, white housing, 120/277V | 92.9 | 80.8 | 72.7
| NYC SEDG HT LR1 WHT WHT | 100101093 | Exit, edge-lit, AC only, surface mount, red LED, single face, white panel, white housing, 120/277V | 92.9 | 80.8 | 72.7
| NYC SEDG HT LR2 MIR WHT | 100100835 | Exit, edge-lit, AC only, surface mount, red LED, double face, mirror panel, white housing, 120/277V | 102.6 | 89.2 | 80.2
| NYC SEDG HT LR2 WHT WHT | 100101094 | Exit, edge-lit, AC only, surface mount, red LED, double face, white panel, white housing, 120/277V | 102.6 | 89.2 | 80.2
| NYC SEDG SA LR1 CLR WHT | 100100972 | Exit, edge-lit, AC & EM, surface mount, red LED, single face, clear panel, white housing, 120/277V | 98.9 | 86 | 77.4
| NYC SEDG SA LR1 MIR WHT | 100101119 | Exit, edge-lit, AC & EM, surface mount, red LED, single face, mirror panel, white housing, 120/277V | 98.9 | 86 | 77.4
| NYC SEDG SA LR1 WHT WHT | 100100839 | Exit, edge-lit, AC & EM, surface mount, red LED, single face, white panel, white housing, 120/277V | 98.9 | 86 | 77.4
| NYC SEDG SA LR2 MIR WHT | 100100616 | Exit, edge-lit, AC & EM, surface mount, red LED, double face, mirror panel, white housing, 120/277V | 108.4 | 94.3 | 84.8
| NYC SEDG SA LR2 WHT WHT | 100100840 | Exit, edge-lit, AC & EM, surface mount, red LED, double face, white panel, white housing, 120/277V | 108.4 | 94.3 | 84.8
| Panel Color |  | Description |  | Adder
| CLR |  | Clear panel (single face only) | 0
| MIR |  | Mirror panel | 0
| WHT |  | white panel | 0
| Housing Color |  | Description |  | Adder
| AL |  | Brushed aluminum housing finish | 0
| BLK |  | Black housing finish | 0
| Options |  | Description |  | Adder
| AT |  | Autotest diagnostics (requires SA model) |  | 29
Link to Beghelli Web Page
NYCSTX | Model | Item | Description | 15% | 10% | 5%
| NYC STX HT LRU | 100100438 | Exit, steel, AC only, red LED, universal face, universal mount, white housing, NYC compliant | 80.4 | 69.9 | 62.9
| NYC STX SA LRU | 100100349 | Exit, steel, AC & EM, red LED, universal face, universal mount, white housing, NYC compliant | 86.6 | 75.3 | 67.7
| NYC STX HT LRU BLK | 100100532 | Exit, steel, AC only, red LED, universal face, universal mount, black housing, NYC compliant | 80.4 | 69.9 | 62.9
| NYC STX SA LRU BLK | 100100330 | Exit, steel, AC & EM, red LED, universal face, universal mount, black housing, NYC compliant | 86.6 | 75.3 | 67.7
| Accessories | Item | Description | 15% | 10% | 5%
| WG 3DX16.5LX14W WHT | 300400012-001 | wireguard, 3"D X 16.5"L X 14"W, white (FRMC wall, STX wall, QR wall, CRVC recessed wall, LC1 wall, NYCSTX wall, NYCEST wall, PXA wall, PX wall, ATXRE wall) | 75.3 | 65.5 | 58.9
Link to Beghelli Web Page
NYCSTXC | Model (Single Face) | Item | Description | 15% | 10% | 5%
| NYC STX C LRU 2 WHT | 100101348 | Combo unit, universal face, red LED, 2 top mounted LED heads, white housing, NYC approved | 124 | 107.8 | 97
| NYC STX C LRU 3 WHT | 100101195 | Combo unit, universal face, red LED, 3 top mounted LED heads, white housing, NYC approved | 131.1 | 114 | 102.6
Link to Beghelli Web Page
WLX EXIT (SW8 option- see WLX tab)
ALL PLURALUCE MODELS
Return to Index

## OL2
OL2 FAMILIES: OL2 EXIT, OL2 PLUS EXIT, MULLION MOUNT EXIT, SWCT/SWHE EXIT
OL2 | Model | Item | Description (indoor / Title 20) | 15% | 10% | 5%
| OL2 HT LR1 |  | Edgelit Exit, AC only, Red LED, Single Face, white Finish | 130.6 | 113.6 | 102.2
| OL2 HT LR2 |  | Edgelit Exit, AC only, Red LED, Double Face, white Finish | 138.8 | 120.7 | 108.6
| OL2 HT LG1 |  | Edgelit Exit, AC only, Green LED, Single Face, white Finish | 141 | 122.6 | 110.3
| OL2 HT LG2 |  | Edgelit Exit, AC only, Green LED, Double Face, white Finish | 149.4 | 129.9 | 116.9
| OL2 SA LR1 |  | Edgelit Exit, AC & EM, Red LED, Single Face, white Finish | 142.3 | 123.8 | 111.4
| OL2 SA LR2 |  | Edgelit Exit, AC & EM, Red LED, Double Face, white Finish | 150.9 | 131.2 | 118
| OL2 SA LG1 |  | Edgelit Exit, AC & EM, Green LED, Single Face, white Finish | 152.8 | 132.9 | 119.6
| OL2 SA LG2 |  | Edgelit Exit, AC & EM, Green LED, Double Face, white Finish | 161.2 | 140.2 | 126.1
| Panel Color |  | Description |  | Adder
| C |  | clear |  | 0
| M |  | mirror |  | 0
| W |  | white |  | 0
| Mounting |  | Description |  | Adder
| CR |  | ceiling recessed |  | 0
| CS |  | ceiling surface |  | 0
| ES |  | end mount |  | 0
| WR |  | wall recessed |  | 0
| WS |  | wall surface |  | 0
| Options |  | Description |  | Adder
| 120SA |  | 120 min emergency (SA only) |  | 28
| 2CK |  | dual circuit (HT only) |  | 59
| AT |  | autotest (SA only) |  | 19.5
| BA |  | brushed aluminum finish (trim plate only) |  | 19.8
| CC |  | custom color |  | contact factory
| IF |  | inverted face |  | 64
| SW |  | special wording (specify) |  | contact factory
| Accessories | Item | Description | 15% | 10% | 5%
| 1PK12B | 600100189 | 12” black pendant kit (contact factory for custom lengths) | 24.7 | 22.2 | 20
| 1PK12BA | 600000068 | 12” brushed aluminum pendant kit | 86.4 | 77.8 | 70
| 1PK12W | 600100176 | 12” white pendant kit (contact factory for custom lengths) | 24.7 | 22.2 | 20
| 1PK24B |  | 24” black pendant kit | 32.7 | 29.4 | 26.5
| 1PK24W | 600100179 | 24” white pendant kit | 32.7 | 29.4 | 26.5
| 1PK48B |  | 48” black pendant kit | 54.3 | 48.9 | 44
| 1PK48W | 600100187 | 48” white pendant kit | 54.3 | 48.9 | 44
| OL2BBOX | 600100363 | recessed backbox w/ bar hangers OL2 (standard) | 31.3 | 28.2 | 25.4
Link to Beghelli Web Page (std OL2)
OL2 PLUS | Model | Item | Description (indoor / Title 20) | 15% | 10% | 5%
| OL2 HT LR1 PLUS |  | Edgelit Exit, AC only, Red LED, Single Face, white Finish | 146.5 | 127.4 | 114.6
| OL2 HT LR2 PLUS |  | Edgelit Exit, AC only, Red LED, Double Face, white Finish | 160.5 | 139.6 | 125.6
| OL2 HT LG1 PLUS |  | Edgelit Exit, AC only, Green LED, Single Face, white Finish | 156.9 | 136.5 | 122.8
| OL2 HT LG2 PLUS |  | Edgelit Exit, AC only, Green LED, Double Face, white Finish | 171 | 148.7 | 133.8
| OL2 SA LR1 PLUS |  | Edgelit Exit, AC & EM, Red LED, Single Face, white Finish | 158.4 | 137.8 | 124
| OL2 SA LR2 PLUS |  | Edgelit Exit, AC & EM, Red LED, Double Face, white Finish | 172.3 | 149.9 | 134.9
| OL2 SA LG1 PLUS |  | Edgelit Exit, AC & EM, Green LED, Single Face, white Finish | 168.9 | 146.9 | 132.2
| OL2 SA LG2 PLUS |  | Edgelit Exit, AC & EM, Green LED, Double Face, white Finish | 182.7 | 158.9 | 143
| Panel Color |  | Description |  | Adder
| C |  | clear |  | 0
| M |  | mirror |  | 0
| W |  | white |  | 0
| Mounting |  | Description |  | Adder
| CR |  | ceiling recessed |  | 0
| CS |  | ceiling surface |  | 0
| ES |  | end mount |  | 0
| WR |  | wall recessed |  | 0
| WS |  | wall surface |  | 0
| Options |  | Description |  | Adder
| 120SA |  | 120 min emergency (SA only) |  | 28
| 2CK |  | dual circuit (HT only) |  | 59
| AT |  | autotest (SA only) |  | 19.5
| BA |  | brushed aluminum finish (trim plate only) |  | 19.8
| CC |  | custom color |  | contact factory
| FL |  | visual alarm/ flasher (only with autotest) |  | 28
| IF |  | inverted face |  | 64
| SQ |  | square corner panels for OL2 PLUS panels only |  | 19.8
| SW |  | special wording (specify) |  | contact factory
| Accessories | Item | Description | 15% | 10% | 5%
| 1PK12B | 600100189 | 12” black pendant kit (contact factory for custom lengths) | 24.7 | 22.2 | 20
| 1PK12BA | 600000068 | 12” brushed aluminum pendant kit | 86.4 | 77.8 | 70
| 1PK12W | 600100176 | 12” white pendant kit (contact factory for custom lengths) | 24.7 | 22.2 | 20
| 1PK24B |  | 24” black pendant kit | 32.7 | 29.4 | 26.5
| 1PK24W | 600100179 | 24” white pendant kit | 32.7 | 29.4 | 26.5
| 1PK48B |  | 48” black pendant kit | 54.3 | 48.9 | 44
| 1PK48W | 600100187 | 48” white pendant kit | 54.3 | 48.9 | 44
| OL2PLUSBBOX | 600000031 | recessed backbox w/ bar hangers (OL2PLUS) | 31.3 | 28.2 | 25.4
Link to Beghelli Web Page (OL2 PLUS)
OL2 MULLION | Model | Item | Description (indoor / Title 20) | 15% | 10% | 5%
| OL2 HT LR1 |  | Edgelit Exit, AC only, Red LED, Single Face, white Finish | 180 | 156.6 | 140.9
| OL2 HT LG1 |  | Edgelit Exit, AC only, Green LED, Single Face, white Finish | 190.4 | 165.6 | 149
| OL2 SA LR1 |  | Edgelit Exit, AC & EM, Red LED, Single Face, white Finish | 191.8 | 166.8 | 150.1
| OL2 SA LG1 |  | Edgelit Exit, AC & EM, Green LED, Single Face, white Finish | 202.2 | 175.9 | 158.3
| Panel Color |  | Description |  | Adder
| C |  | clear |  | 0
| M |  | mirror |  | 0
| W |  | white |  | 0
| Mounting |  | Description |  | Adder
| MM |  | mullion mount |  | 0
| Options |  | Description |  | Adder
| 120SA |  | 120 min emergency (SA only) |  | 28
| 2CK |  | dual circuit (HT only) |  | 59
| AT |  | autotest (SA only) |  | 19.5
| BA |  | brushed aluminum finish |  | 19.8
| CC |  | custom color |  | contact factory
| IF |  | inverted face |  | 64
| SW |  | special wording (specify) |  | contact factory
| UDC |  | universal 6-24VDC (HT only) |  | 15.3
Link to Beghelli Web Page (MM mullion mount)
OL2 CONNECTICUT & SWHE | Model | Item | Description (indoor / Title 20) | 15% | 10% | 5%
| OL2 HT LR1 |  | Edgelit Exit, AC only, Red LED, Single Face, white Finish | 138.2 | 120.2 | 108.1
| OL2 HT LR2 |  | Edgelit Exit, AC only, Red LED, Double Face, white Finish | 153.3 | 133.3 | 119.9
| OL2 HT LG1 |  | Edgelit Exit, AC only, Green LED, Single Face, white Finish | 148.7 | 129.3 | 116.3
| OL2 HT LG2 |  | Edgelit Exit, AC only, Green LED, Double Face, white Finish | 167.6 | 145.8 | 131.2
| OL2 SA LR1 |  | Edgelit Exit, AC & EM, Red LED, Single Face, white Finish | 150 | 130.5 | 117.4
| OL2 SA LR2 |  | Edgelit Exit, AC & EM, Red LED, Double Face, white Finish | 165.9 | 144.3 | 129.8
| OL2 SA LG1 |  | Edgelit Exit, AC & EM, Green LED, Single Face, white Finish | 160.5 | 139.6 | 125.6
| OL2 SA LG2 |  | Edgelit Exit, AC & EM, Green LED, Double Face, white Finish | 174.4 | 151.7 | 136.5
| Panel Color |  | Description |  | Adder
| C |  | clear |  | 0
| M |  | mirror |  | 0
| W |  | white |  | 0
| Mounting |  | Description |  | Adder
| CR |  | ceiling recessed |  | 0
| CS |  | ceiling surface |  | 0
| ES |  | end mount |  | 0
| WR |  | wall recessed |  | 0
| WS |  | wall surface |  | 0
| Panel Legend |  | Description |  | Adder
| SWCT |  | Connecticut compliant modified accessibility symbol |  | 79
| SWHE |  | international ADA symbol |  | 79
| Options |  | Description |  | Adder
| 120SA |  | 120 min emergency (SA only) |  | 28
| BA |  | brushed aluminum finish (trim plate only) |  | 19.8
| CC |  | custom color |  | contact factory
| IF |  | inverted face |  | 64
| Accessories | Item | Description | 15% | 10% | 5%
| 1PK12B | 600100189 | 12” black pendant kit (contact factory for custom lengths) | 25.7 | 22.3 | 20
| 1PK12BA | 600000068 | 12” brushed aluminum pendant kit | 89.5 | 77.8 | 70
| 1PK12W | 600100176 | 12” white pendant kit (contact factory for custom lengths) | 25.7 | 22.3 | 20
| 1PK24B |  | 24” black pendant kit | 34 | 29.5 | 26.5
| 1PK24W | 600100179 | 24” white pendant kit | 34 | 29.5 | 26.5
| 1PK48B |  | 48” black pendant kit | 56.3 | 48.9 | 44
| 1PK48W | 600100187 | 48” white pendant kit | 56.3 | 48.9 | 44
Link to Beghelli Web Page (SWCT/ SWHE)
WIRE GUARDS | Model | Item | Description | 15% | 10% | 5%
| WG 6DX16.5LX14W WHT | 300400013-001 | wireguard, 6"D X 16.5"L X 14"W, white (OL2 surface wall, CRV recessed wall, ESL surface, EVR wall, FTZC wall, VE wall, FTZ wall, VST MINI wall, VSTM wall, PCHA wall, EPX wall, EPC wall) | 87.6 | 76.2 | 68.5
Link to Beghelli Web Page
Return to Index

## Paco
PACO
PEH1 UNIT | Model | Item | Description (indoor / damp) | 15% | 10% | 5%
| PEH1 | 101100212 | Paco unit, Ni-Cd battery, 2 x 1.5W LED, white, 120/277V, Title 20 | 26.3 | 22.8 | 20.5
| PEH1AT | 101100353 | Paco unit, Ni-Cd battery, 2 x 1.5W LED, white, 120/277V, autotest | 33.8 | 29.4 | 26.4
| PEH1ATRC | 101100354 | Paco unit, Ni-Cd battery, 2 x 1.5W LED, white, 120/277V, autotest, remote capable | 38.2 | 33.2 | 29.8
| PEH1RC | 101100234 | Paco unit, Ni-Cd battery, 2 x 1.5W LED, white, 120/277V, remote capable, Title 20 | 30.2 | 26.2 | 23.5
| PEH1B | 101100213 | Paco unit, Ni-Cd battery, 2 x 1.5W LED, black, 120/277V, Title 20 | 26.3 | 22.8 | 20.5
| PEH1ATB | 101100428 | Paco unit, Ni-Cd battery, 2 x 1.5W LED, black, 120/277V, autotest, remote capable | 33.8 | 29.4 | 26.4
| PEH1UNV | 101100382 | Paco unit, Ni-Cd battery, 2 x 1.5W LED, white, 120-277V | 29.2 | 25.4 | 22.8
| PEH1UNVWL | 101100626 | Paco unit, Ni-Cd battery, 2 x 1.5W LED, white, 120-277V, wet location | 53.6 | 46.6 | 41.9
| Accessories | Item | Description | 15% | 10% | 5%
| WG 6DX11LX7W WHT | 300400014-001 | wireguard, 6"D X 11"L X 7"W, white (MEZ wall, PEH wall, EPE ceiling) | 69.8 | 60.7 | 54.6
Link to Beghelli Web Page
PEHT20 UNIT | Model | Item | Description (indoor / damp ) | 15% | 10% | 5%
| PEHT20 | 101100479 | Paco unit, Ni-Cd battery, 2 x 1.7W LED, thermoplastic, white, 120/277V, Title 20 | 26.1 | 22.7 | 20.4
| PEHT20AT | 101100494 | Paco unit, Ni-Cd battery, 2 x 1.7W LED, thermoplastic, white, 120/277V, autotest | 33.4 | 29 | 26.1
| PEHT20ATRC | 101100500 | Paco unit, Ni-Cd battery, 2 x 1.7W LED, thermoplastic, white, 120/277V, autotest, remote capable | 39.1 | 34 | 30.6
| PEHT20RC | 101100481 | Paco unit, Ni-Cd battery, 2 x 1.7W LED, thermoplastic, white, 120/277V, remote capable, Title 20 | 28.1 | 24.4 | 21.9
Link to Beghelli Web Page
PX EXIT | Model | Item | Description (indoor / damp) | 15% | 10% | 5%
| PXGHT | 101100162 | Paco exit, AC only, green LED, universal face, white | 24.1 | 20.9 | 18.8
| PXGSA | 101100164 | Paco exit, Ni-Cd battery, green LED, universal face, white | 24.2 | 21 | 18.9
| PXGSAAT | 101100399 | Paco exit, Ni-Cd battery, green LED, universal face, white, autotest | 38.8 | 33.7 | 30.3
| PXGSARC | 101100389 | Paco exit, Ni-Cd battery, green LED, universal face, white, remote capable | 36.7 | 31.9 | 28.7
| PXRHT | 101100161 | Paco exit, AC only, red LED, universal face, white | 22.3 | 19.4 | 17.4
| PXRSA | 101100163 | Paco exit, Ni-Cd battery, red LED, universal face, white | 24.2 | 21 | 18.9
| PXRSAAT | 101100355 | Paco exit, Ni-Cd battery, red LED, universal face, white, autotest | 38.8 | 33.7 | 30.3
| PXRSAATRC | 101100356 | Paco exit, Ni-Cd battery, red LED, universal face, white, autotest, remote capable | 42.8 | 37.2 | 33.4
| PXRSAB | 101100267 | Paco exit, Ni-Cd battery, red LED, universal face, black | 24.2 | 21 | 18.9
| PXRSARC | 101100335 | Paco exit, Ni-Cd battery, red LED, universal face, white, remote capable | 36.7 | 31.9 | 28.7
| Accessories | Item | Description | 15% | 10% | 5%
| SALIDAFPGPCH-PX | 276100144 | SALIDA face plate for PCH and PX models, green letters | 8 | 6.9 | 6.2
| SALIDAFPRPCH-PX | 276100071 | SALIDA face plate for PCH and PX models, red letters | 8 | 6.9 | 6.2
| WG 3DX16.5LX14W WHT | 300400012-001 | wireguard, 3"D X 16.5"L X 14"W, white (FRMC wall, STX wall, QR wall, CRVC recessed wall, LC1 wall, NYCSTX wall, NYCEST wall, PXA wall, PX wall, ATXRE wall) | 75.3 | 65.5 | 58.9
Link to Beghelli Web Page
PCH COMBO | Model | Item | Description (indoor / damp) | 15% | 10% | 5%
| PCHGSA | 101100215 | Ni-Cd battery, green LED, universal face, 2 x 1.5W LED, white | 42.3 | 36.8 | 33.1
| PCHGSAAT | 101100386 | Ni-Cd battery, green LED, universal face, 2 x 1.5W LED, white, autotest | 52.7 | 45.8 | 41.2
| PCHGSARC | 101100255 | Ni-Cd battery, green LED, universal face, 2 x 1.5W LED, 3W remote capable, white | 48.2 | 41.9 | 37.7
| PCHGSAATRC | 101100439 | Ni-Cd battery, green LED, universal face, 2 x 1.5W LED, autotest, 3W remote capable, white | 59.7 | 51.9 | 46.7
| PCHGSAATBRC | 101100441 | Ni-Cd battery, green LED, universal face, 2 x 1.5W LED, autotest, 3W remote capable, black | 59.7 | 51.9 | 46.7
| PCHGSABRC | 101100248 | Ni-Cd battery, green LED, universal face, 2 x 1.5W LED, 3W remote capable, black | 46.7 | 40.6 | 36.5
| PCHRSA | 101100214 | Ni-Cd battery, red LED, universal face, 2 x 1.5W LED, white | 41.7 | 36.2 | 32.5
| PCHRSAAT | 101100394 | Ni-Cd battery, red LED, universal face, 2 x 1.5W LED, autotest, white | 51 | 44.3 | 39.8
| PCHRSARC | 101100252 | Ni-Cd battery, red LED, universal face, 2 x 1.5W LED, 3W remote capable, white | 46.7 | 40.6 | 36.5
| PCHRSAATRC | 101100362 | Ni-Cd battery, red LED, universal face, 2 x 1.5W LED, autotest, 3W remote capable, white | 62.6 | 54.4 | 48.9
| PCHRSABRC | 101100274 | Ni-Cd battery, red LED, universal face, 2 x 1.5W LED, 3W remote capable, black | 46.7 | 40.6 | 36.5
| Accessories | Item | Description | 15% | 10% | 5%
| SALIDAFPGPCH-PX | 276100144 | SALIDA face plate for PCH and PX models, green letters | 7.6 | 6.6 | 5.9
| SALIDAFPRPCH-PX | 276100071 | SALIDA face plate for PCH and PX models, red letters | 7.6 | 6.6 | 5.9
Link to Beghelli Web Page
PACO AQUA
PXA EXIT | Model | Item | Description (indoor / damp / wet) | 15% | 10% | 5%
| PXAGHT | 101100367 | Exit, AC only, green LED, universal face and mount | 77.4 | 67.3 | 60.5
| PXAGSA | 101100375 | Exit, AC & EM, green LED, universal face and mount | 80 | 69.6 | 62.6
| PXAGSAAT | 101100505 | Exit, AC & EM, green LED, universal face and mount, autotest | 90.6 | 78.8 | 70.9
| PXARHT | 101100363 | Exit, AC only, red LED, universal face and mount | 67.5 | 58.7 | 52.8
| PXARSA | 101100371 | Exit, AC & EM, red LED, universal face and mount | 70.2 | 61 | 54.9
| PXARSAAT | 101100496 | Exit, AC & EM, red LED, universal face and mount, autotest | 82.5 | 71.7 | 64.5
| PXARSARC | 101100373 | Exit, AC & EM, red LED, universal face and mount, remote capable | 76.6 | 66.6 | 59.9
| PXARSARCAT | 101100542 | Exit, AC & EM, red LED, universal face and mount, remote capable, autotest | 89 | 77.4 | 69.6
| Accessories | Item | Description | 15% | 10% | 5%
| WG 3DX16.5LX14W WHT | 300400012-001 | wireguard, 3"D X 16.5"L X 14"W, white (FRMC wall, STX wall, QR wall, CRVC recessed wall, LC1 wall, NYCSTX wall, NYCEST wall, PXA wall, PX wall, ATXRE wall) | 75.3 | 65.5 | 58.9
| WG 14.5DX12.5LX6.5W WHT | 300400015-001 | wireguard, 14.5"D X 12.5"L X 6.5"W, white (STX ceiling, WLX ceiling, WLX end mount, VE end mount, STX end mount, FMPL ceiling/ end, PXA ceiling, EPX end) | 96.5 | 83.9 | 75.5
Link to Beghelli Web Page
PCHA COMBO | Model | Item | Description (indoor / damp / wet) | 15% | 10% | 5%
| PCHAGATRC | 101100545 | Combo, green LED, universal face / mount, 2 x 1.17W LED heads, white, autotest, remote capable | 107.3 | 93.3 | 83.9
| PCHAR | 101100379 | Combo, red LED, universal face / mount, 2 x 1.17W LED heads, white | 91.5 | 79.6 | 71.6
| PCHARATRC | 10100506 | Combo, red LED, universal face / mount, 2 x 1.17W LED heads, white, autotest, remote capable | 107.3 | 93.3 | 83.9
| Accessories | Item | Description | 15% | 10% | 5%
| WG 6DX16.5LX14W WHT | 300400013-001 | wireguard, 6"D X 16.5"L X 14"W, white (OL2 surface wall, CRV recessed wall, ESL surface, EVR wall, FTZC wall, VE wall, FTZ wall, VST MINI wall, VSTM wall, PCHA wall, EPX wall, EPC wall) | 87.6 | 76.2 | 68.5
Link to Beghelli Web Page
Return to Index

## PL
PLURALUCE EMERGENCY UNITS (NYC compliant)
INDOOR | Model | Item | Description (indoor / damp) | 15% | 10% | 5%
| PLHTUNV | 101000042 | AC only, 4x2.5W LED, 120-347V | 132.7 | 115.4 | 103.8
| PLSEUNV | 101000043 | Emergency only, Ni-Mh, 4x2.5W LED, 120-347V | 174.4 | 151.7 | 136.5
| PLSAUNV | 101000044 | AC & EM, Ni-Mh, 4x2.5W LED, 120-347V | 190.2 | 165.4 | 148.8
| Options |  | Description |  | Adder
| 120SP |  | 120 min emergency (SA only) |  | 28
| AT |  | autotest (battery units) |  | 22.5
| BA |  | brushed aluminum finish |  | 19.8
| BLK |  | black finish |  | 19.8
| CC |  | custom color |  | contact factory
| TP |  | tamper proof screws |  | 19.8
Link to Beghelli Web Page
RECESSED | Model | Item | Description (indoor / damp) | 15% | 10% | 5%
| PL R HT UNV | 101000045 | AC only, 4x2.5W LED, 120-347V | 170.4 | 148.2 | 133.3
| PL R SE UNV | 101000046 | Emergency only, Ni-Mh, 4x2.5W LED, 120-347V | 218.4 | 190 | 171
| PL R SA UNV | 101000047 | AC & EM, Ni-Mh, 4x2.5W LED, 120-347V | 230.2 | 200.2 | 180.1
| Options |  | Description |  | Adder
| 120SP |  | 120 min emergency (SA only) |  | 28
| AT |  | autotest (battery units) |  | 22.5
| BA |  | brushed aluminum finish |  | 19.8
Link to Beghelli Web Page
SQUARE RECESSED | Model | Item | Description | 15% | 10% | 5%
| PLSQRHTUNV |  | Recessed square, AC only, 4 x 2.5W LED, 120-347V | 166 | 144.4 | 129.9
| PLSQRSEUNV |  | Recessed square, EM only, Ni-Mh battery, 4 x 2.5W LED, 120-347V | 224 | 194.8 | 175.3
| PLSQRSAUNV |  | Recessed square, AC & EM, Ni-Mh battery, 4 x 2.5W LED, 120-347V | 230.2 | 200.2 | 180.1
| Options |  | Description |  | Adder
| 120SP |  | 120 min emergency (SA only) |  | 28
| AT |  | autotest (battery units) |  | 22.5
| CC |  | custom color |  | contact factory
Link to Beghelli Web Page
WEATHERPROOF | Model | Item | Description (wet / NEMA 4X) | 15% | 10% | 5%
| PL WP HT UNV | 101000048 | AC only, 4x2.5W LED, 120-347V | 166 | 144.4 | 129.9
| PL WP SE UNV | 101000049 | Emergency only, Ni-Mh, 4x2.5W LED, 120-347V | 207.9 | 180.8 | 162.7
| PL WP SA UNV | 101000050 | AC & EM, Ni-Mh, 4x2.5W LED, 120-347V | 221.8 | 192.9 | 173.6
| Options |  | Description |  | Adder
| 120SP |  | 120 min emergency (SA only) |  | 28
| AT |  | autotest (battery units) |  | 22.5
| BA |  | brushed aluminum finish |  | 19.8
| BLK |  | black finish |  | 19.8
| CC |  | custom color |  | contact factory
| TP |  | tamper proof screws |  | 19.8
| WHT |  | white finish |  | 19.8
Link to Beghelli Web Page
HAZARDOUS | Model | Item | Description (C1D2 Groups A-D/ C2D2 Groups E-G/ Class III/ wet/ NEMA 4X) | 15% | 10% | 5%
| PL HZ HT UNV | 101000056 | AC only, 4x2.5W LED, 120-347V | 188.3 | 163.8 | 147.4
| PL HZ SE UNV | 101000051 | Emergency only, Ni-Mh, 4x2.5W LED, 120-347V | 221.8 | 192.9 | 173.6
| PL HZ SA UNV | 101000052 | AC & EM, Ni-Mh, 4x2.5W LED, 120-347V | 235.7 | 205 | 184.5
| Options |  | Description |  | Adder
| 120SP |  | 120 min emergency (SA only) |  | 28
| AT |  | autotest (battery units) |  | 22.5
| BA |  | brushed aluminum finish |  | 19.8
| CC |  | custom color |  | contact factory
| TP |  | tamper proof screws |  | 19.8
Link to Beghelli Web Page
Return to Index

## QR
QUADRALUCE | Model | Item | Description (Extruded aluminum, 4 x 2.5W LED) | 15% | 10% | 5%
| QRPL 1210 LR1 |  | Combo, 12V 10W, red LED, single face, 120-347V, white housing | 182.7 | 158.9 | 143
| QRPL 1210 LR2 |  | Combo, 12V 10W, red LED, double face, 120-347V, white housing | 198.2 | 172.4 | 155.1
| QRPL 1210 LRU |  | Combo, 12V 10W, red LED, universal face, 120-347V, white housing | 212 | 184.4 | 165.9
| QRPL 1210 LG1 |  | Combo, 12V 10W, green LED, single face, 120-347V, white housing | 193.2 | 168 | 151.2
| QRPL 1210 LG2 |  | Combo, 12V 10W, green LED, double face, 120-347V, white housing | 208.6 | 181.4 | 163.2
| QRPL 1210 LGU |  | Combo, 12V 10W, green LED, universal face, 120-347V, white housing | 222.5 | 193.5 | 174.1
| Mounting |  | Description |  | Adder
| C |  | ceiling |  | 0
| M |  | universal |  | 0
| W |  | wall |  | 0
| Options | Item | Description |  | Adder
| 120SA |  | 120 min emergency (SA only) |  | 28
| AT |  | autotest (battery units) |  | 22.5
| BA |  | brushed aluminum finish |  | 19.8
| CC |  | custom color |  | contact factory
| TP |  | tamper proof screws |  | 19.8
| Accessories | Item | Description | 15% | 10% | 5%
| 1PK12B | 600100189 | 12” black pendant kit (contact factory for custom lengths) | 25.7 | 22.3 | 20
| 1PK12BA | 600000068 | 12” brushed aluminum pendant kit | 89.5 | 77.8 | 70
| 1PK12W | 600100176 | 12” white pendant kit (contact factory for custom lengths) | 25.7 | 22.3 | 20
Link to Beghelli Web Page
WIRE GUARD | Model | Item | Description | 15% | 10% | 5%
| WG 3DX16.5LX14W WHT | 300400012-001 | wireguard, 3"D X 16.5"L X 14"W, white (FRMC wall, STX wall, QR wall, CRVC recessed wall, LC1 wall, NYCSTX wall, NYCEST wall, PXA wall, PX wall, ATXRE wall) | 75.3 | 65.5 | 58.9
Link to Beghelli Web Page
Return to Index

## RBO
ROBUSTO (RBO)
EXIT | Model | Item | Description (C1D2, Groups A-D/ Title 20/ NEMA 4X) | 15% | 10% | 5%
| RBOE HT LR1W | 100002102 003 | Exit, AC only, single face, red LED, C1D2, wall mount | 662.1 | 576 | 518.4
| RBOE HT LG1W | 100002102 004 | Exit, AC only, single face, green LED, C1D2, wall mount | 672.7 | 585.2 | 526.6
| RBOE SA LR1W | 100002102 001 | Exit, AC&EM, single face, red LED, C1D2, wall mount | 674.1 | 586.4 | 527.7
| RBOE SA LG1W | 100002102 002 | Exit, AC&EM, single face, green LED, C1D2, wall mount | 684.4 | 595.4 | 535.8
| Options |  | Description |  | Adder
| 120SP |  | 120 min emergency (SA only) |  | 28
| 2CK |  | dual circuit (HT only) |  | 59
| AT |  | autotest (SA only) |  | 19.5
| FAI |  | fire alarm interface - specify signal: normally open, normally closed or 6, 12, 24VDC (specify input voltage) |  | 73
| FL |  | visual alarm/ flasher (only with autotest) |  | 28
| SW |  | special wording (specify) |  | contact factory
| TP |  | tamper proof screws |  | 19.8
| UDC |  | universal 6-24VDC (HT only) |  | 15.3
| Accessories | Item | Description | 15% | 10% | 5%
| BPG1 | 100002500-001 | wireguard, 19.75” x 19.75” x 7.25” (Tempesta, wall mount STXC) | 116.9 | 101.7 | 91.5
| WG 9DX16.5LX16W WHT | 300400011-001 | wireguard, 9"D X 16.5"L X 16"W, white (RBO EXIT wall, BOL, WLX wall) | 90.7 | 78.9 | 71
Link to Beghelli Web Page
COMBO | Model | Item | Description (C1D2, Groups A-D/ NEMA 4X) | 15% | 10% | 5%
Model Example: RBOC 1290 LR1UW 2LRWP9W AT NC
Pb-A Battery (Sealed lead calcium)
| RBOC 636 0 |  | RBO combo, 6V, 36W, no heads, hazardous C1D2 | 960.4 | 835.5 | 751.9
| RBOC 660 0 |  | RBO combo, 6V, 60W, no heads, hazardous C1D2 | 1155.6 | 1005.3 | 904.7
| RBOC 672 0 |  | RBO combo, 6V, 72W, no heads, hazardous C1D2 | 1239 | 1077.9 | 970.1
| RBOC 6100 0 |  | RBO combo, 6V, 100W, no heads, hazardous C1D2 | 1324.1 | 1151.9 | 1036.7
| RBOC 6120 0 |  | RBO combo, 6V, 120W, no heads, hazardous C1D2 | 1420.2 | 1235.5 | 1111.9
| RBOC 1236 0 |  | RBO combo, 12V, 36W, no heads, hazardous C1D2 | 960.4 | 835.5 | 751.9
| RBOC 1260 0 |  | RBO combo, 12V, 60W, no heads, hazardous C1D2 | 996.6 | 867 | 780.3
| RBOC 12120 0 |  | RBO combo, 12V, 120W, no heads, hazardous C1D2 | 1080.3 | 939.8 | 845.8
| RBOC 12140 0 |  | RBO combo, 12V, 140W, no heads, hazardous C1D2 | 1177.8 | 1024.6 | 922.1
Ni-Cd Battery (Nickel cadmium)
| RBOC 642 0 NC |  | RBO combo, 6V, 42W, no heads, hazardous C1D2 | 1066.3 | 927.6 | 834.8
| RBOC 654 0 NC |  | RBO combo, 6V, 54W, no heads, hazardous C1D2 | 1296.1 | 1127.6 | 1014.8
| RBOC 690 0 NC |  | RBO combo, 6V, 90W, no heads, hazardous C1D2 | 1359 | 1182.3 | 1064
| RBOC 1242 0 NC |  | RBO combo, 12V, 42W, no heads, hazardous C1D2 | 1066.3 | 927.6 | 834.8
| RBOC 1290 0 NC |  | RBO combo, 12V, 90W, no heads, hazardous C1D2 | 1270 | 1104.9 | 994.4
| RBOC 12130 0 NC |  | RBO combo, 12V, 130W, no heads, hazardous C1D2 | 1390.9 | 1210 | 1089
| LED/ FACES/ CHEVRONS/ MOUNTING |  | Description |  | Adder
| LR1UW |  | red LED, single face, universal chevrons, wall mount |  | 0
| LG1UW |  | green LED, single face, universal chevrons, wall mount |  | 0
SEE LAMP HEAD SELECTION BELOW
| Options |  | Description |  | Adder
| AM |  | ammeter |  | 25.5
| AT |  | autotest (battery units) |  | 22.5
| FAI |  | fire alarm interface - specify signal: normally open, normally closed or 6, 12, 24VDC (specify input voltage) |  | 73
| SM |  | side-mounted heads |  | 20.3
| SW |  | special wording (specify) |  | contact factory
| TC |  | teflon coated lenses |  | 20.5
| TD |  | time delay- specify voltage and delay 5 , 10 , 15 min (10 min std) |  | 24
| TP |  | tamper proof screws |  | 19.8
| VM |  | voltmeter |  | 25.5
| Accessories | Item | Description | 15% | 10% | 5%
| BPG6 | 100002500-006 | wireguard, 20” x 17” x 12” (medium cabinet battery units) | 329.6 | 286.7 | 258
| WG 9DX20LX19W WHT | 300400009-001 | wireguard, 9"D X 20"L X 19"W, white (RBOU wall, RBOC wall, BRV, WLXE wall, VST375) | 97.8 | 85 | 76.5
Link to Beghelli Web Page
UNIT | Model | Item | Description (C1D2, Groups A-D/ NEMA 4X) | 15% | 10% | 5%
Model Example: RBOU 1290 2LRWP 6WLEDSB NC
Pb-A Battery (Sealed lead calcium)
| RBOU 636 0 |  | RBO unit, 6V, 36W, sealed lead, no heads, hazardous C1D2 | 876.7 | 762.7 | 686.4
| RBOU 660 0 |  | RBO unit, 6V, 60W, sealed lead, no heads, hazardous C1D2 | 968.7 | 842.8 | 758.5
| RBOU 672 0 |  | RBO unit, 6V, 72W, sealed lead, no heads, hazardous C1D2 | 1016 | 883.9 | 795.5
| RBOU 6100 0 |  | RBO unit, 6V, 100W, sealed lead, no heads, hazardous C1D2 | 1059.1 | 921.4 | 829.3
| RBOU 6120 0 |  | RBO unit, 6V, 120W, sealed lead, no heads, hazardous C1D2 | 1087 | 945.7 | 851.1
| RBOU 1236 0 |  | RBO unit, 12V, 36W, sealed lead, no heads, hazardous C1D2 | 876.7 | 762.7 | 686.4
| RBOU 1260 0 |  | RBO unit, 12V, 60W, sealed lead, no heads, hazardous C1D2 | 968.7 | 842.8 | 758.5
| RBOU 12120 0 |  | RBO unit, 12V, 120W, sealed lead, no heads, hazardous C1D2 | 1087 | 945.7 | 851.1
| RBOU 12140 0 |  | RBO unit, 12V, 140W, sealed lead, no heads, hazardous C1D2 | 1080.2 | 939.8 | 845.8
Ni-Cd Battery (Nickel cadmium)
| RBOU 642 0 |  | RBO unit, 6V, 42W, Ni-Cd, no heads, hazardous C1D2 | 1010.3 | 879 | 791.1
| RBOU 654 0 |  | RBO unit, 6V, 54W, Ni-Cd, no heads, hazardous C1D2 | 1017.4 | 885.1 | 796.6
| RBOU 690 0 |  | RBO unit, 6V, 90W, Ni-Cd, no heads, hazardous C1D2 | 1085.7 | 944.6 | 850.1
| RBOU 1242 0 |  | RBO unit, 12V, 42W, Ni-Cd, no heads, hazardous C1D2 | 1010.3 | 879 | 791.1
| RBOU 1290 0 |  | RBO unit, 12V, 90W, Ni-Cd, no heads, hazardous C1D2 | 1085.7 | 944.6 | 850.1
| RBOU 12130 0 |  | RBO unit, 12V, 130W, Ni-Cd, no heads, hazardous C1D2 | 1177.7 | 1024.6 | 922.1
SEE LAMP HEAD SELECTION BELOW
| Options |  | Description |  | Adder
| AM |  | ammeter |  | 25.5
| AT |  | autotest (battery units) |  | 22.5
| FAI |  | fire alarm interface - specify signal: normally open, normally closed or 6, 12, 24VDC (specify input voltage) |  | 73
| SM |  | side-mounted heads |  | 20.3
| TC |  | teflon coated lenses |  | 20.5
| TD |  | time delay- specify voltage and delay 5 , 10 , 15 min (10 min std) |  | 24
| TP |  | tamper proof screws |  | 19.8
| VM |  | voltmeter |  | 25.5
| Accessories | Item | Description | 15% | 10% | 5%
| BPG6 | 100002500-006 | wireguard, 20” x 17” x 12” (medium cabinet battery units) | 329.6 | 286.7 | 258
| WG 9DX20LX19W WHT | 300400009-001 | wireguard, 9"D X 20"L X 19"W, white (RBOU wall, RBOC wall, BRV, WLXE wall, VST375) | 97.8 | 85 | 76.5
Link to Beghelli Web Page
| RBO LAMP HEADS |  | Description | 15% | 10% | 5%
| 2LRWP6WLEDSB |  | double PAR36 weatherproof heads with 6W sealed beam LED lamps (12V & 24V ONLY) | 64.6 | 56.2 | 50.5
| 2LRWP9W |  | double PAR36 weatherproof heads with 9W incandescent lamps | 26.9 | 23.4 | 21
| 2LRWP12W |  | double PAR36 weatherproof heads with 12W incandescent lamps (12V & 24V ONLY) | 26.9 | 23.4 | 21
| 2LRWP18W |  | double PAR36 weatherproof heads with 18W incandescent lamps (12V & 24V ONLY) | 26.9 | 23.4 | 21
| 3LRWP6WLEDSB |  | three PAR36 weatherproof heads with 6W sealed beam LED lamps (12V & 24V ONLY) | 97.2 | 84.5 | 76
| 3LRWP9W |  | three PAR36 weatherproof heads with 9W incandescent lamps | 41 | 35.6 | 32
| 3LRWP12W |  | three PAR36 weatherproof heads with 12W incandescent lamps (12V ONLY) | 41 | 35.6 | 32
| 3LRWP18W |  | three PAR36 weatherproof heads with 18W incandescent lamps (12V & 24V ONLY) | 41 | 35.6 | 32
| 4LRWP6WLEDSB |  | four PAR36 weatherproof heads with 6W sealed beam LED lamps (12V & 24V ONLY) | 129.1 | 112.3 | 101
| 4LRWP9W |  | four PAR36 weatherproof heads with 9W incandescent lamps | 54.4 | 47.3 | 42.5
| 4LRWP12W |  | four PAR36 weatherproof heads with 12W incandescent lamps (12V ONLY) | 54.4 | 47.3 | 42.5
| 4LRWP18W |  | four PAR36 weatherproof heads with 18W incandescent lamps (12V & 24V ONLY) | 54.4 | 47.3 | 42.5
Return to Index

## Remotes
REMOTES
BR/ BRW | Model | Item | Description | 15% | 10% | 5%
REMOTE LAMPS
| BR 1 | 100101012 | Remote Head, Single, Damp Location, 1.7W LED, 6-12VDC, Thermoplastic, white | 14.3 | 12.4 | 11.1
| BR 2 | 100101013 | Remote Head, Double, Damp Location, 3.5W LED, 6-12VDC, Thermoplastic, white | 20.6 | 17.9 | 16.1
| BRW 1 | 100101014 | Remote Head, Single, Wet Location, 1W LED, 3-12VDC, Polycarbonate, white | 24.2 | 21 | 18.9
| BRW 2 | 100101015 | Remote Head, Double, Wet Location, 2W LED, 3-12VDC, Polycarbonate, white | 44.3 | 38.5 | 34.6
Link to Beghelli BR Web Page
Link to Beghelli BRW Web Page
BRH | Model | Item | Description (indoor / damp) | 15% | 10% | 5%
| BRH 1 | 101100412 | Indoor LED single remote head, 3.6V, 6V, 9.6V & 12V, 1W | 21 | 18.2 | 16.3
| BRH 2 | 101100413 | Indoor LED double head remote, 3.6V, 6V, 9.6V & 12V, 2W | 29.1 | 25.3 | 22.7
| BRH WP1 | 101100414 | Outdoor die-cast LED single remote head, 3.6V, 6V, 9.6V & 12V, 1W | 39 | 33.9 | 30.5
| BRH WP2 | 101100415 | Outdoor die-cast LED double head remote, 3.6V, 6V, 9.6V & 12V, 2W | 60.5 | 52.6 | 47.3
| BRH 1AT |  | Indoor LED single remote head, 3.6V, 6V, 9.6V & 12V, 1W, autotest | 51.1 | 44.4 | 39.9
| BRH 2 AT |  | Indoor LED double head remote, 3.6V, 6V, 9.6V & 12V, 2W, autotest | 59.4 | 51.6 | 46.4
| BRH WP1 AT |  | Outdoor die-cast LED single remote head, 3.6V, 6V, 9.6V & 12V, 1W, autotest | 70.6 | 61.4 | 55.2
| BRH WP2 AT |  | Outdoor die-cast LED double head remote, 3.6V, 6V, 9.6V & 12V, 2W, autotest | 84.4 | 73.4 | 66
| Options |  | Description |  | Adder
| B |  | black housing |  | 4.6
| HO |  | high output (indoor) |  | 12
| HO |  | high output (outdoor) |  | 11
Link to Beghelli Web Page
BTMR | Model | Item | Description (indoor) | 15% | 10% | 5%
SINGLE HEAD
| BTMR1 6V 5W LED MR16 |  | 6V 5W, LED MR16, white, single head | 51.8 | 45 | 40.5
| BTMR1 6V 7W LED MR16 |  | 6V 7W, LED MR16, white, single head | 55.9 | 48.6 | 43.7
| BTMR1 12V 50W MR16 | 100003070-008 | 12V 50W, MR16, white, single head | 39.9 | 34.7 | 31.2
| BTMR1 12V 2W LED MR16 |  | 12V 2W, LED MR16, white, single head | 46.9 | 40.8 | 36.7
| BTMR1 12V 5W LED MR16 | 100003065-082 | 12V 5W, LED MR16, white, single head | 51.8 | 45 | 40.5
| BTMR1 12V 7W LED MR16 | 100003065-081 | 12V 7W, LED MR16, white, single head | 55.9 | 48.6 | 43.7
DOUBLE HEAD
| BTMR2 6V 5W LED MR16 | 100003065-105 | 6V 5W, LED MR16, white, double head | 90.7 | 78.9 | 71
| BTMR2 6V 7W LED MR16 |  | 6V 7W, LED MR16, white, double head | 104.9 | 91.2 | 82
| BTMR2 12V 50W MR16 | 100003070-018 | 12V 50W, MR16, white, double head | 65.8 | 57.2 | 51.4
| BTMR2 12V 2W LED MR16 | 100003065-117 | 12V 2W, LED MR16, white, double head | 85.3 | 74.2 | 66.7
| BTMR2 12V 5W LED MR16 | 100003065-078 | 12V 5W, LED MR16, white, double head | 90.7 | 78.9 | 71
| BTMR2 12V 7W LED MR16 | 100003065-075 | 12V 7W, LED MR16, white, double head | 104.9 | 91.2 | 82
| Options |  | Description |  | Adder
| B |  | black housing |  | 20
| LC |  | less canopy |  | 0
Link to Beghelli Web Page
PACO PR | Model | Item | Description (indoor / damp / wet) | 15% | 10% | 5%
| PR1 | 101100235 | Single head remote, 3.6V, 1 x 0.6W , white | 9.7 | 8.4 | 7.5
| PR1WP | 101100243 | Outdoor LED single remote head, 12 LEDS (EACH), 3.6V, 1 x 1.17W, white | 12 | 10.4 | 9.3
| PR1WPB | 101100504 | Outdoor LED single remote head, 12 LEDS (EACH), 3.6V, 1 x 1.17W, black | 12 | 10.4 | 9.3
| PR2 | 101100238 | Double head remote, 3.6V, 2 x 0.6W (1.22W total), white | 15 | 13 | 11.7
| PR2WP | 101100244 | Outdoor LED double remote head, 3.6V, 2 x 1.17W (2.34W total), white | 20.2 | 17.5 | 15.7
| PR2WPB | 101100548 | Outdoor LED double remote head, 3.6V, 2 x 1.17W (2.34W total), black | 20.2 | 17.5 | 15.7
Link to Beghelli Web Page
PACO PS | Model | Item | Description (indoor) | 15% | 10% | 5%
| PS1 | PS1 | Square single head remote, 1 x 1.7W LED, white | 10.6 | 9.2 | 8.2
| PS2 | PS2 | Square double head remote, 2 x 1.7W LED, white | 15.8 | 13.7 | 12.3
| PS2B | PS2B | Square double head remote, 2 x 1.7W LED, black | 15.8 | 13.7 | 12.3
Link to Beghelli Web Page
SEA | Model | Item | Description (NEMA 4X / Sanitation listed / wet) | 15% | 10% | 5%
SINGLE HEAD
| SEA1 6V 5WLED MR16 | 100003080-006 | Nema 4X single head remote 6V 5W LED-MR16 | 62.9 | 54.7 | 49.2
| SEA1 6V 7WLED MR16 | 100003080-038 | Nema 4X single head remote 6V 7W LED-MR16 | 62.9 | 54.7 | 49.2
| SEA1 12V 2WLED MR16 |  | Nema 4X single head remote 12V 2W LED-MR16 | 62.9 | 54.7 | 49.2
| SEA1 12V 5WLED MR16 | 100003080-003 | Nema 4X single head remote 12V 5W LED-MR16 | 62.9 | 54.7 | 49.2
| SEA1 12V 7WLED MR16 | 100003080-015 | Nema 4X single head remote 12V 7W LED-MR16 | 62.9 | 54.7 | 49.2
| SEA1 24V 5WLED MR16 |  | Nema 4X single head remote 24V 5W LED-MR16 | 62.9 | 54.7 | 49.2
| SEA1 24V 7WLED MR16 | 100003080-010 | Nema 4X single head remote 24V 7W LED-MR16 | 62.9 | 54.7 | 49.2
| SEA1 12V 50W |  | Nema 4X single head remote 12V 50W halogen | 32.2 | 28 | 25.2
| SEA1 24V 50W |  | Nema 4X single head remote 24V 50W halogen | 32.2 | 28 | 25.2
DOUBLE HEAD
| SEA2 6V 5WLED MR16 | 100003080-017 | Nema 4X double head remote 6V 5W LED-MR16 | 117.2 | 101.9 | 91.7
| SEA2 6V 7WLED MR16 |  | Nema 4X double head remote 6V 7W LED-MR16 | 117.2 | 101.9 | 91.7
| SEA2 12V 2WLED MR16 |  | Nema 4X double head remote 12V 2W LED-MR16 | 117.2 | 101.9 | 91.7
| SEA2 12V 5WLED MR16 | 100003080-001 | Nema 4X double head remote 12V 5W LED-MR16 | 117.2 | 101.9 | 91.7
| SEA2 12V 7WLED MR16 | 100003080-005 | Nema 4X double head remote 12V 7W LED-MR16 | 117.2 | 101.9 | 91.7
| SEA2 24V 5WLED MR16 |  | Nema 4X double head remote 24V 5W LED-MR16 | 117.2 | 101.9 | 91.7
| SEA2 24V 7WLED MR16 | 100003080-009 | Nema 4X double head remote 24V 7W LED-MR16 | 117.2 | 101.9 | 91.7
| SEA2 12V 50W |  | Nema 4X double head remote 12V 50W halogen | 64.3 | 55.9 | 50.3
| SEA2 24V 50W |  | Nema 4X double head remote 24V 50W halogen | 64.3 | 55.9 | 50.3
| Options |  | Description |  | Adder
| TC |  | teflon coated lenses |  | 20.3
Link to Beghelli Web Page
TESTA | Model | Item | Description (NEMA 4X / wet) | 15% | 10% | 5%
SINGLE HEAD
| TESSQ5 1 12-24V |  | Square Testa Remote NEMA 4X, Single 12-24V 5W | 97.8 | 85 | 76.5
| TESSQ9 1 12-24V |  | Square Testa Remote NEMA 4X, Single 12-24V 9W | 101.9 | 88.6 | 79.7
| TESSQ14 1 12-24V |  | Square Testa Remote NEMA 4X, Single 12-24V 14W | 104.9 | 91.2 | 82
| TESSQ30 1 12-24V | 101000073 | Square Testa Remote NEMA 4X, Single 12-24V 27W | 138.2 | 120.2 | 108.1
DOUBLE HEAD
| TESSQ5 2 12-24V |  | Square Testa Remote NEMA 4X, Double 12-24V 5W | 160.5 | 139.6 | 125.6
| TESSQ9 2 12-24V |  | Square Testa Remote NEMA 4X, Double 12-24V 9W | 164.6 | 143.2 | 128.8
| TESSQ14 2 12-24V |  | Square Testa Remote NEMA 4X, Double 12-24V 14W | 173 | 150.5 | 135.4
| TESSQ30 2 12-24V | 101000074 | Square Testa Remote NEMA 4X, Double 12-24V 27W | 216.4 | 188.2 | 169.3
| Options |  | Description |  | Adder
| LC |  | less canopy |  | 0
Link to Beghelli Web Page
Return to Index

## RSE
RSE | Model | Item | Description (indoor) | 15% | 10% | 5%
Pb-A Battery (Sealed lead calcium)
| RSE 6 12 0 |  | 6V 12W, sealed lead calcium, no heads, white housing | 114.9 | 99.9 | 89.9
| RSE 6 18 0 |  | 6V 18W, sealed lead calcium, no heads, white housing | 175.1 | 152.3 | 137
| RSE 6 27 0 |  | 6V 27W, seal lead calcium, no heads, white housing | 210.6 | 183.2 | 164.8
| RSE 6 36 0 |  | 6V 36W, seal lead calcium, no heads, white housing | 218.9 | 190.4 | 171.3
| RSE 12 27 0 |  | 12V 27W, seal lead calcium, no heads, white housing | 218.9 | 190.4 | 171.3
| RSE 12 36 0 |  | 12V 36W, seal lead calcium, no heads, white housing | 224.4 | 195.2 | 175.6
Ni-Cd Battery (Nickel-cadmium)
| RSE 6 22 0 NC |  | 6V 22W, Ni-Cd, no heads, white housing | 251.7 | 218.9 | 197
| RSE 6 42 0 NC |  | 6V 42W, Ni-Cd, no heads, white housing | 262.7 | 228.5 | 205.6
| RSE 12 42 0 NC |  | 12V 42W, Ni-Cd, no heads, white housing | 249 | 216.6 | 194.9
| LAMP HEADS |  | Description | 15% | 10% | 5%
| 1SR7.2W |  | single PAR18 head with one 7.2W incandescent lamp (6V ONLY) | 10.3 | 8.9 | 8
| 1SR9W |  | single PAR18 head with one 9W incandescent lamp | 14.2 | 12.3 | 11
| 1SR12W |  | single PAR18 head with one 12W lamp (12V ONLY) | 21.2 | 18.4 | 16.5
| 1SR18W |  | single PAR18 head with one 18W lamp (12V & 24V ONLY) | 21.2 | 18.4 | 16.5
| 1SR12WQ |  | single PAR18 head with one 12W quartz halogen lamp (6V & 12V ONLY) | 21.2 | 18.4 | 16.5
| 1SR20WQ |  | single PAR18 head with one 20W quartz halogen lamp (12V ONLY) | 21.2 | 18.4 | 16.5
| 1SR2WLED |  | single PAR18 head with one 2W LED lamp (12V ONLY) | 22.5 | 19.5 | 17.5
| 1SR5WLED |  | single PAR18 head with one 5W LED lamp | 25.7 | 22.3 | 20
| 1SR7WLED |  | single PAR18 head with one 7W LED lamp | 55 | 47.8 | 43
| 2SR7.2W |  | double PAR18 heads with 7.2W incandescent lamps (6V ONLY) | 19.2 | 16.7 | 15
| 2SR9W |  | double PAR18 heads with 9W incandescent lamps | 27.5 | 23.9 | 21.5
| 2SR12W |  | double PAR18 heads with 12W incandescent lamps (12V ONLY) | 41.7 | 36.2 | 32.5
| 2SR18W |  | double PAR18 heads with 18W incandescent lamps (12V & 24V ONLY) | 41.7 | 36.2 | 32.5
| 2SR12WQ |  | double PAR18 heads with 12W quartz halogen lamps (6V & 12V ONLY) | 41.7 | 36.2 | 32.5
| 2SR20WQ |  | double PAR18 heads with 20W quartz halogen lamps (12V ONLY) | 41.7 | 36.2 | 32.5
| 2SR2WLED |  | double PAR18 heads with 2W LED lamps (12V ONLY) | 44.2 | 38.4 | 34.5
| 2SR5WLED |  | double PAR18 heads with 5W LED lamps | 50.5 | 43.9 | 39.5
| 2SR7WLED |  | double PAR18 heads with 7W LED lamps | 109.9 | 95.6 | 86
| 1LR7.2W |  | single PAR 36 head with one 7.2W incandescent lamp (6V ONLY) | 32.7 | 28.4 | 25.5
| 1LR9W |  | single PAR36 head with one 9W incandescent lamp | 13.5 | 11.7 | 10.5
| 1LR12W |  | single PAR36 head with one 12W incandescent lamp (12V ONLY) | 13.5 | 11.7 | 10.5
| 1LR18W |  | single PAR36 head with one 18W incandescent lamp (12V & 24V ONLY) | 13.5 | 11.7 | 10.5
| 1LR12WQ |  | single PAR36 head with one 12W quartz halogen lamp (6V & 12V ONLY) | 26.9 | 23.4 | 21
| 1LR20WQ |  | single PAR36 head with one 20W quartz halogen lamp (12V ONLY) | 26.9 | 23.4 | 21
| 2LR7.2W |  | double PAR36 heads with 7.2W incandescent lamps (6V ONLY) | 64.6 | 56.2 | 50.5
| 2LR9W |  | double PAR36 heads with 9W incandescent lamps | 26.9 | 23.4 | 21
| 2LR12W |  | double PAR36 heads with 12W incandescent lamps (12V ONLY) | 26.9 | 23.4 | 21
| 2LR18W |  | double PAR36 heads with 18W incandescent lamps (12V & 24V ONLY) | 26.9 | 23.4 | 21
| 2LR12WQ |  | double PAR36 heads with 12W quartz halogen lamps (6V & 12V ONLY) | 53.7 | 46.7 | 42
| 2LR20WQ |  | double PAR36 heads with 20W quartz halogen lamps (12V ONLY) | 53.7 | 46.7 | 42
| 1BTMR2WLED |  | single MR16 head with one 2W LED lamp (12V only) | 48 | 41.7 | 37.5
| 1BTMR5WLED |  | single MR16 head with one 5W LED lamp | 52.5 | 45.6 | 41
| 1BTMR7WLED |  | single MR16 head with one 7W LED lamp | 59.5 | 51.7 | 46.5
| 2BTMR2WLED |  | double MR16 heads with 2W LED lamps (12V only) | 95.2 | 82.8 | 74.5
| 2BTMR5WLED |  | double MR16 heads with 5W LED lamps | 104.9 | 91.2 | 82
| 2BTMR7WLED |  | double MR16 heads with 7W LED lamps | 118.9 | 103.4 | 93
| Options |  | Description |  | Adder
| AT |  | autotest (battery units) |  | 22.5
| B |  | black finish |  | contact factory
| BZ |  | audible alarm (buzzer) |  | 55
| IRT |  | infrared testing (specify input voltage) |  | 82
| TC |  | teflon coated lenses |  | 20.5
| TD |  | time delay- specify voltage and delay 5 , 10 , 15 min (10 min std) |  | 24
| TP |  | tamper proof screws |  | 19.8
| Accessories | Item | Description | 15% | 10% | 5%
| HHC | 476000021 | remote control for IRT (remote will operate multiple units; order remote separately) | 42.2 | 36.7 | 33
Link to Beghelli Web Page
Return to Index

## RTB
RTB | Model | Item | Description (indoor) | 15% | 10% | 5%
Pb-A Battery (Sealed lead calcium)
| RTB 6 18 0 |  | 6V 18W, sealed lead calcium, no heads, white housing | 172.5 | 150 | 135
| RTB 6 27 0 |  | 12V 27W, sealed lead calcium, no heads, white housing | 186 | 161.8 | 145.6
| RTB 6 36 0 |  | 12V 36W, sealed lead calcium, no heads, white housing | 199.8 | 173.8 | 156.4
| RTB 6 60 0 |  | 6V 60W, sealed lead calcium, no heads, white housing | 246.3 | 214.2 | 192.7
| RTB 6 72 0 |  | 6V 72W, sealed lead calcium, no heads, white housing | 254.4 | 221.3 | 199.1
| RTB 12 27 0 |  | 12V 27W, sealed lead calcium, no heads, white housing | 169.6 | 147.5 | 132.7
| RTB 12 36 0 |  | 12V 36W, sealed lead calcium, no heads, white housing | 197.1 | 171.4 | 154.2
| RTB 12 60 0 |  | 12V 60W, sealed lead calcium, no heads, white housing | 232.6 | 202.3 | 182
| RTB 12 72 0 |  | 12V 72W, sealed lead calcium, no heads, white housing | 259.8 | 226 | 203.4
Ni-Cd Battery (Nickel-cadmium)
| RTB 6 22 0 NC |  | 6V 42W, Ni-Cd, no heads, white housing | 194.3 | 169 | 152.1
| RTB 6 42 0 NC |  | 6V 42W, Ni-Cd, no heads, white housing | 230.2 | 200.2 | 180.1
| RTB 6 90 0 NC |  | 6V 90W, Ni-Cd, no heads, white housing | 277.5 | 241.4 | 217.2
| RTB 12 42 0 NC |  | 12V 42W, Ni-Cd, no heads, white housing | 251.7 | 218.9 | 197
| RTB 12 90 0 NC |  | 12V 90W, Ni-Cd, no heads, white housing | 306.4 | 266.5 | 239.8
| LAMP HEADS |  | Description | 15% | 10% | 5%
| 1SR7.2W |  | single PAR18 head with one 7.2W incandescent lamp (6V ONLY) | 10.3 | 8.9 | 8
| 1SR9W |  | single PAR18 head with one 9W incandescent lamp | 14.2 | 12.3 | 11
| 1SR12W |  | single PAR18 head with one 12W lamp (12V ONLY) | 21.2 | 18.4 | 16.5
| 1SR18W |  | single PAR18 head with one 18W lamp (12V & 24V ONLY) | 21.2 | 18.4 | 16.5
| 1SR12WQ |  | single PAR18 head with one 12W quartz halogen lamp (6V & 12V ONLY) | 21.2 | 18.4 | 16.5
| 1SR20WQ |  | single PAR18 head with one 20W quartz halogen lamp (12V ONLY) | 21.2 | 18.4 | 16.5
| 1SR2WLED |  | single PAR18 head with one 2W LED lamp (12V ONLY) | 22.5 | 19.5 | 17.5
| 1SR5WLED |  | single PAR18 head with one 5W LED lamp | 25.7 | 22.3 | 20
| 1SR7WLED |  | single PAR18 head with one 7W LED lamp | 55 | 47.8 | 43
| 2SR7.2W |  | double PAR18 heads with 7.2W incandescent lamps (6V ONLY) | 19.2 | 16.7 | 15
| 2SR9W |  | double PAR18 heads with 9W incandescent lamps | 27.5 | 23.9 | 21.5
| 2SR12W |  | double PAR18 heads with 12W incandescent lamps (12V ONLY) | 41.7 | 36.2 | 32.5
| 2SR18W |  | double PAR18 heads with 18W incandescent lamps (12V & 24V ONLY) | 41.7 | 36.2 | 32.5
| 2SR12WQ |  | double PAR18 heads with 12W quartz halogen lamps (6V & 12V ONLY) | 41.7 | 36.2 | 32.5
| 2SR20WQ |  | double PAR18 heads with 20W quartz halogen lamps (12V ONLY) | 41.7 | 36.2 | 32.5
| 2SR2WLED |  | double PAR18 heads with 2W LED lamps (12V ONLY) | 44.2 | 38.4 | 34.5
| 2SR5WLED |  | double PAR18 heads with 5W LED lamps | 50.5 | 43.9 | 39.5
| 2SR7WLED |  | double PAR18 heads with 7W LED lamps | 109.9 | 95.6 | 86
| 1LR7.2W |  | single PAR 36 head with one 7.2W incandescent lamp (6V ONLY) | 32.7 | 28.4 | 25.5
| 1LR9W |  | single PAR36 head with one 9W incandescent lamp | 13.5 | 11.7 | 10.5
| 1LR12W |  | single PAR36 head with one 12W incandescent lamp (12V ONLY) | 13.5 | 11.7 | 10.5
| 1LR18W |  | single PAR36 head with one 18W incandescent lamp (12V & 24V ONLY) | 13.5 | 11.7 | 10.5
| 1LR12WQ |  | single PAR36 head with one 12W quartz halogen lamp (6V & 12V ONLY) | 26.9 | 23.4 | 21
| 1LR20WQ |  | single PAR36 head with one 20W quartz halogen lamp (12V ONLY) | 26.9 | 23.4 | 21
| 2LR7.2W |  | double PAR36 heads with 7.2W incandescent lamps (6V ONLY) | 64.6 | 56.2 | 50.5
| 2LR9W |  | double PAR36 heads with 9W incandescent lamps | 26.9 | 23.4 | 21
| 2LR12W |  | double PAR36 heads with 12W incandescent lamps (12V ONLY) | 26.9 | 23.4 | 21
| 2LR18W |  | double PAR36 heads with 18W incandescent lamps (12V & 24V ONLY) | 26.9 | 23.4 | 21
| 2LR12WQ |  | double PAR36 heads with 12W quartz halogen lamps (6V & 12V ONLY) | 53.7 | 46.7 | 42
| 2LR20WQ |  | double PAR36 heads with 20W quartz halogen lamps (12V ONLY) | 53.7 | 46.7 | 42
| 1BTMR2WLED |  | single MR16 head with one 2W LED lamp (12V only) | 48 | 41.7 | 37.5
| 1BTMR5WLED |  | single MR16 head with one 5W LED lamp | 52.5 | 45.6 | 41
| 1BTMR7WLED |  | single MR16 head with one 7W LED lamp | 59.5 | 51.7 | 46.5
| 2BTMR2WLED |  | double MR16 heads with 2W LED lamps (12V only) | 95.2 | 82.8 | 74.5
| 2BTMR5WLED |  | double MR16 heads with 5W LED lamps | 104.9 | 91.2 | 82
| 2BTMR7WLED |  | double MR16 heads with 7W LED lamps | 118.9 | 103.4 | 93
| Options |  | Description |  | Adder
| ACTB |  | AC terminal block |  | 28
| AM |  | ammeter |  | 25.5
| AT |  | autotest (battery units) |  | 22.5
| B |  | black finish |  | contact factory
| BZ |  | audible alarm (buzzer) |  | 55
| CC |  | custom color |  | contact factory
| DCTB |  | DC terminal block |  | 28
| FAI |  | fire alarm interface - specify signal: normally open, normally closed or 6, 12, 24VDC (specify input voltage) |  | 73
| IRT |  | infrared testing (specify input voltage) |  | 82
| TC |  | teflon coated lenses |  | 20.5
| TD |  | time delay- specify voltage and delay 5 , 10 , 15 min (10 min std) |  | 24
| TP |  | tamper proof screws |  | 19.8
| VM |  | voltmeter |  | 25.5
| Accessories | Item | Description | 15% | 10% | 5%
| HHC | 476000021 | remote control for IRT (remote will operate multiple units; order remote separately) | 42.2 | 36.7 | 33
Link to Beghelli Web Page
Return to Index

## SL
STELLALUCE | Model | Item | Description (Steel housing, 4 x 2.5W LED) | 15% | 10% | 5%
| SLPL 1210 LR1 |  | Combo, 12V 10W, red LED, single face, 120-347V, white housing | 186.6 | 162.3 | 146
| SLPL 1210 LR2 |  | Combo, 12V 10W, red LED, double face, 120-347V, white housing | 199.1 | 173.2 | 155.8
| SLPL 1210 LRU |  | Combo, 12V 10W, red LED, universal face, 120-347V, white housing | 211.4 | 183.9 | 165.5
| SLPL 1210 LG1 |  | Combo, 12V 10W, green LED, single face, 120-347V, white housing | 199.1 | 173.2 | 155.8
| SLPL 1210 LG2 |  | Combo, 12V 10W, green LED, double face, 120-347V, white housing | 211.4 | 183.9 | 165.5
| SLPL 1210 LGU |  | Combo, 12V 10W, green LED, universal face, 120-347V, white housing | 224 | 194.8 | 175.3
| Mounting |  | Description |  | Adder
| C |  | ceiling |  | 0
| M |  | universal |  | 0
| W |  | wall |  | 0
| Options |  | Description |  | Adder
| 120SA |  | 120 min emergency (SA only) |  | 28
| AT |  | autotest (battery units) |  | 22.5
| CC |  | custom color |  | contact factory
| TP |  | tamper proof screws |  | 19.8
| Accessories | Item | Description | 15% | 10% | 5%
| 1PK12W | 600100176 | 12” white pendant kit (contact factory for custom lengths) | 25.7 | 22.3 | 20
| WG 3DX16.5LX14W WHT | 300400012-001 | wireguard, 3"D X 16.5"L X 14"W, white (FRMC wall, STX wall, QR wall, CRVC recessed wall, LC1 wall, NYCSTX wall, NYCEST wall, PXA wall, PX wall, ATXRE wall) | 75.3 | 65.5 | 58.9
Link to Beghelli Web Page
Return to Index

## STX
STX STEEL EXITS & COMBOS
STX EXIT | Model | Item | Description (indoor / Title 20) | 15% | 10% | 5%
| STX HT LRU | 100000210-001 | AC only, universal face, red LED, white housing | 76.7 | 66.7 | 60
| STX HT LGU | 100000210-025 | AC only universal face, green LED, white housing | 90.4 | 78.6 | 70.7
| STX SA LRU | 100000210-002 | Ni-Cd battery, universal face, red LED, white housing | 89.6 | 77.9 | 70.1
| STX SA LGU | 100000210-007 | Ni-Cd battery, universal face, green LED, white housing | 103.3 | 89.8 | 80.8
| Options |  | Description |  | Adder
| 120SA |  | 120 min emergency (SA only) |  | 28
* | 2CK |  | dual circuit (HT only) |  | 59
* | AT |  | autotest (SA only) |  | 19.5
| BLK |  | black finish |  | 18.5
| BZ |  | audible alarm (buzzer) |  | 55
| CC |  | custom color |  | contact factory
| FAI |  | fire alarm interface - specify signal: normally open, normally closed or 6, 12, 24VDC (specify input voltage) |  | 73
* | FL |  | visual alarm/ flasher (only with autotest) |  | 28
* | SW |  | special wording |  | contact factory
| SWCT |  | Connecticut approved exit sign (Note: AT option not available with SWCT/SWHE options) |  | 79
| SWHE |  | exit with international ADA symbol (Note: AT option not available with SWCT/SWHE options) |  | 79
| TP |  | tamper proof screws |  | 19.8
| UDC |  | universal 6-24VDC (HT only) |  | 15.3
| Accessories | Item | Description | 15% | 10% | 5%
| 1PK12B38 |  | 12” black pendant kit, 3/8" dia (contact factory for custom lengths) | 25.7 | 22.3 | 20
| 1PK12W38 | 600100309 | 12” white pendant kit, 3/8" dia (contact factory for custom lengths) | 25.7 | 22.3 | 20
| BPG3 | 300000102 | wireguard, 18.25” x 9.75” x 10.5” (XMR, ceiling mount STX, ATX, VE, FORMA) | 101 | 87.8 | 79
| WG 3DX16.5LX14W WHT | 300400012-001 | wireguard, 3"D X 16.5"L X 14"W, white (FRMC wall, STX wall, QR wall, CRVC recessed wall, LC1 wall, NYCSTX wall, NYCEST wall, PXA wall, PX wall, ATXRE wall) | 75.3 | 65.5 | 58.9
| WG 14.5DX12.5LX6.5W WHT | 300400015-001 | wireguard, 14.5"D X 12.5"L X 6.5"W, white (STX ceiling, WLX ceiling, WLX end mount, VE end mount, STX end mount, FMPL ceiling/ end, PXA ceiling, EPX end) | 96.5 | 83.9 | 75.5
| WG 4.5DX19.5LX13W WHT | 300400025-001 | wireguard, 4.5"D X 19.5"L X 13"W, white (ATX wall, ATXSWCT wall, STXSWCT wall, CRVC surface wall) | 67.8 | 58.9 | 53
* Not available with SWCT nor SWHE options
Link to Beghelli STX Web Page
Link to STX SWCT SWHE Beghelli Web Page
STX COMBO | Model | Item | Description (indoor) | 15% | 10% | 5%
Example: STXC 1236 LRUU 2BTMR2WLED
Pb-A Battery (Sealed lead calcium)
| STX C 612 0 |  | 6V 12W, no heads, universal mount, white housing | 151.7 | 131.9 | 118.7
| STX C 618 0 |  | 6V 18W, no heads, universal mount, white housing | 160.9 | 139.9 | 125.9
| STX C 627 0 |  | 6V 27W, no heads, universal mount, white housing | 170.9 | 148.6 | 133.7
| STX C 636 0 |  | 6V 36W, no heads, universal mount, white housing | 181.2 | 157.6 | 141.8
| STX C 1227 0 |  | 12V 27W, no heads, universal mount, white housing | 192.6 | 167.5 | 150.7
| STX C 1236 0 |  | 12V 36W, no heads, universal mount, white housing | 204.5 | 177.9 | 160.1
Ni-Cd Battery (Nickel cadmium)
| STX C 622 0 NC |  | 6V 22W, no heads, universal mount, white housing, Ni-Cd battery | 181.3 | 157.7 | 141.9
| STX C 642 0 NC |  | 6V 42W, no heads, universal mount, white housing, Ni-Cd battery (large cabinet) | 192.3 | 167.3 | 150.5
| STX C 1242 0 NC |  | 12V 42W, no heads, universal mount, white housing, Ni-Cd battery (large cabinet) | 204.6 | 178 | 160.2
| Faces/ LED |  | Description |  | Adder
| LRUU |  | universal faces, red LED |  | 0
| LGUU |  | universal faces, green LED |  | 0
| LAMP HEADS |  | Description | 15% | 10% | 5%
| 1SR7.2W |  | single PAR18 head with one 7.2W incandescent lamp (6V ONLY) | 10.3 | 8.9 | 8
| 1SR9W |  | single PAR18 head with one 9W incandescent lamp | 14.2 | 12.3 | 11
| 1SR18W |  | single PAR18 head with one 18W lamp (12V & 24V ONLY) | 21.2 | 18.4 | 16.5
| 1SR12WQ |  | single PAR18 head with one 12W quartz halogen lamp (6V & 12V ONLY) | 21.2 | 18.4 | 16.5
| 1SR2WLED |  | single PAR18 head with one 2W LED lamp (12V ONLY) | 22.5 | 19.5 | 17.5
| 1SR5WLED |  | single PAR18 head with one 5W LED lamp | 25.7 | 22.3 | 20
| 1SR7WLED |  | single PAR18 head with one 7W LED lamp | 55 | 47.8 | 43
| 2SR7.2W |  | double PAR18 heads with 7.2W incandescent lamps (6V ONLY) | 19.2 | 16.7 | 15
| 2SR9W |  | double PAR18 heads with 9W incandescent lamps | 27.5 | 23.9 | 21.5
| 2SR18W |  | double PAR18 heads with 18W incandescent lamps (12V & 24V ONLY) | 41.7 | 36.2 | 32.5
| 2SR12WQ |  | double PAR18 heads with 12W quartz halogen lamps (6V & 12V ONLY) | 41.7 | 36.2 | 32.5
| 2SR2WLED |  | double PAR18 heads with 2W LED lamps (12V ONLY) | 44.2 | 38.4 | 34.5
| 2SR5WLED |  | double PAR18 heads with 5W LED lamps | 50.5 | 43.9 | 39.5
| 2SR7WLED |  | double PAR18 heads with 7W LED lamps | 109.9 | 95.6 | 86
| 1LR7.2W |  | single PAR 36 head with one 7.2W incandescent lamp (6V ONLY) | 32.7 | 28.4 | 25.5
| 1LR9W |  | single PAR36 head with one 9W incandescent lamp | 13.5 | 11.7 | 10.5
| 1LR18W |  | single PAR36 head with one 18W incandescent lamp (12V & 24V ONLY) | 13.5 | 11.7 | 10.5
| 1LR12WQ |  | single PAR36 head with one 12W quartz halogen lamp (6V & 12V ONLY) | 26.9 | 23.4 | 21
| 2LR7.2W |  | double PAR36 heads with 7.2W incandescent lamps (6V ONLY) | 64.6 | 56.2 | 50.5
| 2LR9W |  | double PAR36 heads with 9W incandescent lamps | 26.9 | 23.4 | 21
| 2LR18W |  | double PAR36 heads with 18W incandescent lamps (12V & 24V ONLY) | 26.9 | 23.4 | 21
| 2LR12WQ |  | double PAR36 heads with 12W quartz halogen lamps (6V & 12V ONLY) | 53.7 | 46.7 | 42
| 1BTMR2WLED |  | single MR16 head with one 2W LED lamp (12V only) | 48 | 41.7 | 37.5
| 1BTMR5WLED |  | single MR16 head with one 5W LED lamp | 52.5 | 45.6 | 41
| 1BTMR7WLED |  | single MR16 head with one 7W LED lamp | 59.5 | 51.7 | 46.5
| 2BTMR2WLED |  | double MR16 heads with 2W LED lamps (12V only) | 95.2 | 82.8 | 74.5
| 2BTMR5WLED |  | double MR16 heads with 5W LED lamps | 104.9 | 91.2 | 82
| 2BTMR7WLED |  | double MR16 heads with 7W LED lamps | 118.9 | 103.4 | 93
| Options |  | Description |  | Adder
| AT |  | autotest (battery units) |  | 22.5
| BLK |  | black housing |  | contact factory
| BZ |  | audible alarm (buzzer) |  | 55
| CC |  | custom color |  | contact factory
| FAI |  | fire alarm interface - specify signal: normally open, normally closed or 6, 12, 24VDC (specify input voltage) |  | 73
| FL |  | visual alarm/ flasher (only with autotest) |  | 28
| TD |  | time delay- specify voltage and delay 5 , 10 , 15 min (10 min std) |  | 24
| TP |  | tamper proof screws |  | 19.8
| Accessories | Item | Description | 15% | 10% | 5%
| 1PK12B38 |  | 12” black pendant kit, 3/8" dia (contact factory for custom lengths) | 25.7 | 22.3 | 20
| 1PK12W38 | 600100309 | 12” white pendant kit, 3/8" dia (contact factory for custom lengths) | 25.7 | 22.3 | 20
| BPG10 | 100002500-010 | wireguard, 17.75” x 17.75” x 16.5” (ceiling mount STXC) | 203.8 | 177.3 | 159.5
Link to Beghelli Web Page
STX COMBO CONNECTICUT | Model | Item | Description (indoor) | 15% | 10% | 5%
Example: STXC 1227 LRUU 2LR9W SWCT
| STX C 612 0 SWCT |  | 6V 12W, universal mount, no heads, white housing | 241 | 209.6 | 188.6
| STX C 618 0 SWCT |  | 6V 18W, universal mount, no heads, white housing | 250 | 217.5 | 195.7
| STX C 627 0 SWCT |  | 6V 27W, universal mount, no heads, white housing | 260 | 226.2 | 203.5
| STX C 1227 0 SWCT |  | 12V 27W, universal mount, no heads, white housing | 281.5 | 244.9 | 220.4
| STX C 622 0 SWCT NC |  | 6V 22W, universal mount, no heads, white housing, Ni-Cd battery | 281 | 244.4 | 219.9
| Faces/ LED |  | Description |  | Adder
| LRUU |  | universal faces, red LED, Exit and ADA symbol |  | 19.7
| LGUU |  | universal faces, green LED, Exit and ADA symbol |  | 29.6
| LAMP HEADS |  | Description | 15% | 10% | 5%
| 1SR7.2W |  | single PAR18 head with one 7.2W incandescent lamp (6V ONLY) | 10.3 | 8.9 | 8
| 1SR9W |  | single PAR18 head with one 9W incandescent lamp | 14.2 | 12.3 | 11
| 1SR18W |  | single PAR18 head with one 18W lamp (12V & 24V ONLY) | 21.2 | 18.4 | 16.5
| 1SR12WQ |  | single PAR18 head with one 12W quartz halogen lamp (6V & 12V ONLY) | 21.2 | 18.4 | 16.5
| 1SR2WLED |  | single PAR18 head with one 2W LED lamp (12V ONLY) | 22.5 | 19.5 | 17.5
| 1SR5WLED |  | single PAR18 head with one 5W LED lamp | 25.7 | 22.3 | 20
| 1SR7WLED |  | single PAR18 head with one 7W LED lamp | 55 | 47.8 | 43
| 2SR7.2W |  | double PAR18 heads with 7.2W incandescent lamps (6V ONLY) | 19.2 | 16.7 | 15
| 2SR9W |  | double PAR18 heads with 9W incandescent lamps | 27.5 | 23.9 | 21.5
| 2SR18W |  | double PAR18 heads with 18W incandescent lamps (12V & 24V ONLY) | 41.7 | 36.2 | 32.5
| 2SR12WQ |  | double PAR18 heads with 12W quartz halogen lamps (6V & 12V ONLY) | 41.7 | 36.2 | 32.5
| 2SR2WLED |  | double PAR18 heads with 2W LED lamps (12V ONLY) | 44.2 | 38.4 | 34.5
| 2SR5WLED |  | double PAR18 heads with 5W LED lamps | 50.5 | 43.9 | 39.5
| 2SR7WLED |  | double PAR18 heads with 7W LED lamps | 109.9 | 95.6 | 86
| 1LR7.2W |  | single PAR 36 head with one 7.2W incandescent lamp (6V ONLY) | 32.7 | 28.4 | 25.5
| 1LR9W |  | single PAR36 head with one 9W incandescent lamp | 13.5 | 11.7 | 10.5
| 1LR18W |  | single PAR36 head with one 18W incandescent lamp (12V & 24V ONLY) | 13.5 | 11.7 | 10.5
| 1LR12WQ |  | single PAR36 head with one 12W quartz halogen lamp (6V & 12V ONLY) | 26.9 | 23.4 | 21
| 2LR7.2W |  | double PAR36 heads with 7.2W incandescent lamps (6V ONLY) | 64.6 | 56.2 | 50.5
| 2LR9W |  | double PAR36 heads with 9W incandescent lamps | 26.9 | 23.4 | 21
| 2LR18W |  | double PAR36 heads with 18W incandescent lamps (12V & 24V ONLY) | 26.9 | 23.4 | 21
| 2LR12WQ |  | double PAR36 heads with 12W quartz halogen lamps (6V & 12V ONLY) | 53.7 | 46.7 | 42
| 1BTMR2WLED |  | single MR16 head with one 2W LED lamp (12V only) | 48 | 41.7 | 37.5
| 1BTMR5WLED |  | single MR16 head with one 5W LED lamp | 52.5 | 45.6 | 41
| 1BTMR7WLED |  | single MR16 head with one 7W LED lamp | 59.5 | 51.7 | 46.5
| 2BTMR2WLED |  | double MR16 heads with 2W LED lamps (12V only) | 95.2 | 82.8 | 74.5
| 2BTMR5WLED |  | double MR16 heads with 5W LED lamps | 104.9 | 91.2 | 82
| 2BTMR7WLED |  | double MR16 heads with 7W LED lamps | 118.9 | 103.4 | 93
| Options |  | Description |  | Adder
| AT |  | autotest (battery units) |  | 22.5
| BLK |  | black finish |  | contact factory
| BZ |  | audible alarm (buzzer) |  | 55
| CC |  | custom color |  | contact factory
| FAI |  | fire alarm interface - specify signal: normally open, normally closed or 6, 12, 24VDC (specify input voltage) |  | 73
| FL |  | visual alarm/ flasher (only with autotest) |  | 28
| SWHE |  | exit with international ADA symbol |  | 79
| TD |  | time delay- specify voltage and delay 5 , 10 , 15 min (10 min std) |  | 24
| TP |  | tamper proof screws |  | 19.8
| Accessories | Item | Description | 15% | 10% | 5%
| 1PK12B38 |  | 12” black pendant kit, 3/8" dia (contact factory for custom lengths) | 25.7 | 22.3 | 20
| 1PK12W38 | 600100309 | 12” white pendant kit, 3/8" dia (contact factory for custom lengths) | 25.7 | 22.3 | 20
Link to Beghelli Web Page
WIRE GUARD | Model | Item | Description | 15% | 10% | 5%
| WG 3DX16.5LX14W WHT | 300400012-001 | wireguard, 3"D X 16.5"L X 14"W, white (FRMC wall, STX wall, QR wall, CRVC recessed wall, LC1 wall, NYCSTX wall, NYCEST wall, PXA wall, PX wall, ATXRE wall) | 75.3 | 65.5 | 58.9
| WG 14.5DX12.5LX6.5W WHT | 300400015-001 | wireguard, 14.5"D X 12.5"L X 6.5"W, white (STX ceiling, WLX ceiling, WLX end mount, VE end mount, STX end mount, FMPL ceiling/ end, PXA ceiling, EPX end) | 96.5 | 83.9 | 75.5
| WG 4.5DX19.5LX13W WHT | 300400025-001 | wireguard, 4.5"D X 19.5"L X 13"W, white (ATX wall, ATXSWCT wall, STXSWCT wall, CRVC surface wall) | 67.8 | 58.9 | 53
Link to Beghelli Web Page
Return to Index

## SW signage
STANDARD SPECIAL WORDING FOR EXIT FAMILIES:
ATX, FME, RBO, BRU, FTZ, STX, CYC, FTZ PLUS, VE, EVR, OL2, WLX
Adder
CODE | SIGN WORDING | Single Face | Double Face
SW01 | X-RAY IN USE | 45 | 79
SW02 | X-RAY | 45 | 79
SW14 | X-RAY ON | 45 | 79
SW03 | IN USE | 45 | 79
SW04 | MRI IN USE | 45 | 79
SW05 | ROOM IN USE | 45 | 79
SW06 | AREA OF RESCUE | 45 | 79
SW07 | AREA OF RESCUE ASSISTANCE | 45 | 79
SW09 | AREA OF RESCUE ASSISTANCE W/ International Symbol of Access | 45 | 79
SW10 | AREA OF REFUGE | 45 | 79
SW11 | SALIDA | 45 | 79
SW12 | EXIT W/ International Symbol of Access | 45 | 79
SW13 | DO NOT ENTER | 45 | 79
SW15 | MAGNET ON | 45 | 79
SW16 | CT IN USE | 45 | 79
SW17 | BEAM IN USE | 45 | 79
SW18 | LASER IN USE | 45 | 79
SW19 | BEAM ON | 45 | 79
* Consult factory for any other custom signs
Website Link
Return to Index

## TA
TEMPESTA LED EMERGENCY
TA | Model | Item | Description (wet / IP65) | 15% | 10% | 5%
| TA LED HT UNV | 101000028 | AC only, 17W, LED | 141.4 | 123 | 110.7
| TA LED SE UNV | 101000107 | Ni-Mh battery, 17W, 120 min emergency operation, LED | 181.4 | 157.8 | 142
| TA LED SA UNV | 101000108 | AC & EM, Ni-Mh battery, 17W, 120 min emergency operation, LED | 184 | 160 | 144
| Options |  | Description |  | Adder
| AT |  | autotest (battery units) |  | 22.5
| BLK |  | black finish |  | 18.5
| RK | 600000009 | recessed kit for drywall/concrete wall/ ceiling (white only) |  | 70
| TB | 600000007 | t-bar mount |  | 40.6
Link to Beghelli Web Page
TA ECO | Model | Item | Description (wet / IP65) | 15% | 10% | 5%
| TA LED ECO SE UNV | 101000105 | Ni-Mh battery, 11W, 90 min emergency operation, LED | 164.9 | 143.4 | 129
| Options |  | Description |  | Adder
| AT |  | autotest (battery units) |  | 22.5
| B |  | black housing |  | 18.5
| RK | 600000009 | recessed kit for drywall/concrete wall/ ceiling (white only) |  | 70
| TB | 600000007 | t-bar mount |  | 40.6
Link to Beghelli Web Page
TA PLUS | Model | Item | Description (wet / IP65/ Title 20) | 15% | 10% | 5%
| TA LED PLUS HT UNV | 101100519 | AC only, 22W, LED | 136.3 | 118.5 | 106.6
| TA LED PLUS SE UNV | 101100527 | Li-ion battery, 9.25W, 90 min emergency operation, LED | 260.6 | 226.7 | 204
| TA LED PLUS SA UNV | 101100528 | AC & EM, Li-ion battery, 25W, 90 min emergency operation, LED | 298.9 | 260 | 234
| Options |  | Description |  | Adder
| AT |  | autotest (battery units) |  | 22.5
| B |  | black housing |  | 18.5
| RK | 600000009 | recessed kit for drywall/concrete wall/ ceiling (white only) |  | 70
| TB | 600000007 | t-bar mount |  | 40.6
Link to Beghelli Web Page
WIRE GUARD | Model | Item | Description | 15% | 10% | 5%
| WG 4.5DX17.5LX7W WHT | 300400008-001 | wireguard, 4.5"D X 17.5"L X 7"W, white (TEMPESTA, BBX surface, EPE wall) | 59.4 | 51.6 | 46.4
Link to Beghelli Web Page
Return to Index

## TSL
TSL | Model* | Item | Description (indoor / damp) | 15% | 10% | 5%
| TSL 1 R 10 B U | 100100758 | 10-year tritium exit, black frame single face red on white stencil, universal mount | 290 | 252.3 | 227
| TSL 1 R 10 GRY U |  | 10-year tritium exit, gray frame single face red on white stencil, universal mount | 290 | 252.3 | 227
| TSL 1 R 10 W U | 100100039 | 10-year tritium exit, white frame single face red on white stencil, universal mount | 290 | 252.3 | 227
| TSL 2 R 10 B U | 100100800 | 10-year tritium exit, black frame double face red on white stencil, universal mount | 576.7 | 501.7 | 451.5
| TSL 2 R 10 GRY U | 100100834 | 10-year tritium exit, gray frame double face red on white stencil, universal mount | 576.7 | 501.7 | 451.5
| TSL 2 R 10 W U | 100100386 | 10-year tritium exit, white frame double face red on white stencil, universal mount | 576.7 | 501.7 | 451.5
| TSL 1 R 20 B U | 100100193 | 20-year tritium exit, black frame single face red on white stencil, universal mount | 369.2 | 321.2 | 289
| TSL 1 R 20 GRY U |  | 20-year tritium exit, gray frame single face red on white stencil, universal mount | 369.2 | 321.2 | 289
| TSL 1 R 20 W U | 100100042 | 20-year tritium exit, white frame single face red on white stencil, universal mount | 369.2 | 321.2 | 289
| TSL 2 R 20 B U | 100100799 | 20-year tritium exit, black frame double face red on white stencil, universal mount | 739.6 | 643.4 | 579
| TSL 2 R 20 GRY U |  | 20-year tritium exit, gray frame double face red on white stencil, universal mount | 739.6 | 643.4 | 579
| TSL 2 R 20 W U | 100100854 | 20-year tritium exit, white frame double face red on white stencil, universal mount | 739.6 | 643.4 | 579
| TSL 1 G 10 B U | 100100217 | 10-year tritium exit, black frame single face green on white stencil, universal mount | 290 | 252.3 | 227
| TSL 1 G 10 GRY U | 100100975 | 10-year tritium exit, gray frame single face green on white stencil, universal mount | 290 | 252.3 | 227
| TSL 1 G 10 W U | 100100033 | 10-year tritium exit, white frame single face green on white stencil, universal mount | 290 | 252.3 | 227
| TSL 2 G 10 B U | 100101305 | 10-year tritium exit, black frame double face green on white stencil, universal mount | 576.7 | 501.7 | 451.5
| TSL 2 G 10 GRY U |  | 10-year tritium exit, gray frame double face green on white stencil, universal mount | 576.7 | 501.7 | 451.5
| TSL 2 G 10 W U | 100100253 | 10-year tritium exit, white frame double face green on white stencil, universal mount | 576.7 | 501.7 | 451.5
| TSL 1 G 20 B U | 100100044 | 20-year tritium exit, black frame single face green on white stencil, universal mount | 369.2 | 321.2 | 289
| TSL 1 G 20 GRY U | 100100843 | 20-year tritium exit, gray frame single face green on white stencil, universal mount | 369.2 | 321.2 | 289
| TSL 1 G 20 W U | 100100024 | 20-year tritium exit, white frame single face green on white stencil, universal mount | 369.2 | 321.2 | 289
| TSL 2 G 20 B U |  | 20-year tritium exit, black frame double face green on white stencil, universal mount | 739.6 | 643.4 | 579
| TSL 2 G 20 GRY U | 100100844 | 20-year tritium exit, gray frame double face green on white stencil, universal mount | 739.6 | 643.4 | 579
| TSL 2 G 20 W U |  | 20-year tritium exit, white frame double face green on white stencil, universal mount | 739.6 | 643.4 | 579
| Accessories | Item | Description | 15% | 10% | 5%
| 1PK12B | 600100189 | 12” black pendant kit (contact factory for custom lengths) | 25.7 | 22.3 | 20
| 1PK12W | 600100176 | 12” white pendant kit (contact factory for custom lengths) | 25.7 | 22.3 | 20
| 1PK24B |  | 24” black pendant kit | 34 | 29.5 | 26.5
| 1PK24W | 600100179 | 24” white pendant kit | 34 | 29.5 | 26.5
| 1PK48B |  | 48” black pendant kit | 56.3 | 48.9 | 44
| 1PK48W | 600100187 | 48” white pendant kit | 56.3 | 48.9 | 44
* Contact factory for Black letters
Link to Beghelli Web Page
Return to Index

## VE
VERDE | Model | Item | Description (indoor / Title 20) | 15% | 10% | 5%
| VE E HT LR1 M | 100001111-012 | AC Only, red LED single face, universal mount | 69.2 | 60.2 | 54.1
| VE E HT LR2 M | 100001111-037 | AC Only, red LED double face, universal mount | 102.8 | 89.4 | 80.4
| VE E HT LRU M | 100001111-035 | AC Only, red LED universal face, universal mount | 110.3 | 95.9 | 86.3
| VE E HT LG1 M | 100001111-005 | AC Only, green LED single face, universal mount | 79.7 | 69.3 | 62.3
| VE E HT LG2 M |  | AC Only, green LED double face, universal mount | 113.2 | 98.4 | 88.5
| VE E HT LGU M |  | AC Only, green LED universal face, universal mount | 120.6 | 104.9 | 94.4
| VE E SA LR1 M |  | Self powered, red LED single face, universal mount | 81.1 | 70.5 | 63.4
| VE E SA LR2 M | 100001111-038 | Self powered, red LED double face, universal mount | 114.5 | 99.6 | 89.6
| VE E SA LRU M | 100001111-045 | Self powered, red LED universal face, universal mount | 122.2 | 106.3 | 95.6
| VE E SA LG1 M | 100001111-040 | Self powered, green LED single face, universal mount | 91.4 | 79.5 | 71.5
| VE E SA LG2 M |  | Self powered, green LED double face, universal mount | 125 | 108.7 | 97.8
| VE E SA LGU M | 100001111-022 | Self powered, green LED universal face, universal mount | 132.7 | 115.4 | 103.8
| Options |  | Description |  | Adder
| 120SP |  | 120 min emergency (SA only) |  | 28
| 2CK |  | dual circuit (HT only) |  | 59
| AT |  | autotest (SA only) |  | 19.5
| B |  | black finish |  | 18.5
| SW |  | special wording (specify) |  | contact factory
| UDC |  | universal 6-24VDC (HT only) |  | 15.3
| Accessories | Item | Description | 15% | 10% | 5%
| BPG2 | 100002500-002 | wireguard, 15.75” x 11.5” x 4.5” (wall mount STX, ATX, VE, FORMA) | 72.9 | 63.4 | 57
| BPG3 | 300000102 | wireguard, 18.25” x 9.75” x 10.5” (XMR, ceiling mount STX, ATX, VE, FORMA) | 101 | 87.8 | 79
| WG 6DX16.5LX14W WHT | 300400013-001 | wireguard, 6"D X 16.5"L X 14"W, white (OL2 surface wall, CRV recessed wall, ESL surface, EVR wall, FTZC wall, VE wall, FTZ wall, VST MINI wall, VSTM wall, PCHA wall, EPX wall, EPC wall) | 87.6 | 76.2 | 68.5
| WG 14.5DX12.5LX6.5W WHT | 300400015-001 | wireguard, 14.5"D X 12.5"L X 6.5"W, white (STX ceiling, WLX ceiling, WLX end mount, VE end mount, STX end mount, FMPL ceiling/ end, PXA ceiling, EPX end) | 96.5 | 83.9 | 75.5
Link to Beghelli Web Page
Return to Index

## WLX
WLX EXIT | Model | Item | Description (NEMA 4X) | 15% | 10% | 5%
| WLX HT LR1 |  | AC only, single face, red LED | 221.8 | 192.9 | 173.6
| WLX HT LR2 |  | AC only, double face, red LED | 305.3 | 265.6 | 239
| WLX HT LG1 |  | AC only, single face, green LED | 232.1 | 201.9 | 181.7
| WLX HT LG2 |  | AC only, double face, green LED | 315.8 | 274.7 | 247.2
| WLX SA LR1 |  | Ni-Cd battery, single face, red LED | 233.7 | 203.3 | 182.9
| WLX SA LR2 |  | Ni-Cd battery, double face, red LED | 317.3 | 276 | 248.4
| WLX SA LG1 |  | Ni-Cd battery, single face, green LED | 244.2 | 212.4 | 191.1
| WLX SA LG2 |  | Ni-Cd battery, double face, green LED | 327.6 | 285 | 256.5
| Mounting |  | Description |  | Adder
| C |  | ceiling |  | 0
| E |  | end |  | 0
| W |  | wall (single face only) |  | 0
| Options |  | Description |  | Adder
| 120SA |  | 120 min emergency (SA only) |  | 28
| 2CK |  | dual circuit (HT only) |  | 59
| AT |  | autotest (SA only) |  | 19.5
| FL |  | visual alarm/ flasher (only with autotest) |  | 28
| IH |  | internal heater (specify voltage) |  | 74
| PK |  | pendant kit ready |  | 0
| SW |  | special wording (see SW8 below) |  | contact factory
| SW8 |  | 8" exit (NYC compliant) |  | contact factory
| ACCESSORIES | Item | Description | 15% | 10% | 5%
| 1PK12BWET | 600100384 | 12” black pendant kit (requires PK option) | 37.2 | 32.3 | 29
| 1PK12WWET | 600100381 | 12” white pendant kit (requires PK option) | 37.2 | 32.3 | 29
| 1PK24BWET | 600100385 | 24” black pendant kit (requires PK option) | 41 | 35.6 | 32
| 1PK24WWET | 600100382 | 24” white pendant kit (requires PK option) | 41 | 35.6 | 32
| 1PK48BWET | 600100386 | 48” black pendant kit (requires PK option) | 60.2 | 52.3 | 47
| 1PK48WWET | 600100383 | 48” white pendant kit (requires PK option) | 60.2 | 52.3 | 47
| BPG1 | 100002500-001 | wireguard, 19.75” x 19.75” x 7.25” (Tempesta, wall mount STXC) | 116.9 | 101.7 | 91.5
| WG 9DX16.5LX16W WHT | 300400011-001 | wireguard, 9"D X 16.5"L X 16"W, white (RBO EXIT wall, BOL, WLX wall) | 90.7 | 78.9 | 71
| WG 14.5DX12.5LX6.5W WHT | 300400015-001 | wireguard, 14.5"D X 12.5"L X 6.5"W, white (STX ceiling, WLX ceiling, WLX end mount, VE end mount, STX end mount, FMPL ceiling/ end, PXA ceiling, EPX end) | 96.5 | 83.9 | 75.5
Link to Beghelli Web Page
WLX COMBO | Model | Item | Description (NEMA4X) | 15% | 10% | 5%
Pb-A Battery (Sealed lead calcium)
| WLX E 6 12 0 |  | emergency unit, 6V 12W, no heads | 277.5 | 241.4 | 217.2
| WLX E 6 18 0 |  | emergency unit, 6V 18W, no heads | 291.5 | 253.6 | 228.2
| WLX E 6 27 0 |  | emergency unit, 6V 27W, no heads | 305.3 | 265.6 | 239
| WLX E 6 36 0 |  | emergency unit, 6V 36W, no heads | 319.4 | 277.8 | 250
| WLX E 6 60 0 |  | emergency unit, 6V 60W, no heads | 347.2 | 302 | 271.8
| WLX E 6 72 0 |  | emergency unit, 6V 72W, no heads | 403 | 350.6 | 315.5
| WLX E 6 120 0 |  | emergency unit, 6V 120W, no heads | 430.9 | 374.8 | 337.3
| WLX E 12 27 0 |  | emergency unit, 12V 27W, no heads | 305.3 | 265.6 | 239
| WLX E 12 36 0 |  | emergency unit, 12V 36W, no heads | 319.4 | 277.8 | 250
| WLX E 12 60 0 |  | emergency unit, 12V 60W, no heads | 347.2 | 302 | 271.8
| WLX E 12 72 0 |  | emergency unit, 12V 72W, no heads | 403 | 350.6 | 315.5
| WLX E 12 120 0 |  | emergency unit, 12V 120W, no heads | 430.9 | 374.8 | 337.3
Ni-Cd Battery (Nickel cadmium)
| WLX E 6 22 0 NC |  | Ni-Cd emergency unit, 6V 22W, no heads | 375.1 | 326.3 | 293.6
| WLX E 6 42 0 NC |  | Ni-Cd emergency unit, 6V 42W, no heads | 415.5 | 361.4 | 325.2
| WLX E 6 54 0 NC |  | Ni-Cd emergency unit, 6V 54W, no heads | 439.1 | 382 | 343.8
| WLX E 6 90 0 NC |  | Ni-Cd emergency unit, 6V 90W, no heads | 522.8 | 454.8 | 409.3
| WLX E 12 42 0 NC |  | Ni-Cd emergency unit, 12V 42W, no heads | 415.5 | 361.4 | 325.2
| WLX E 12 90 0 NC |  | Ni-Cd emergency unit, 12V 90W, no heads | 522.8 | 454.8 | 409.3
| Exit Faces/ LED |  | Description |  | Adder
| LR1 |  | single face, red LED | 25.2 | 21.9 | 19.7
| LR2 |  | double face, red LED | 106.1 | 92.3 | 83
| LG1 |  | single face, green LED | 37.9 | 32.9 | 29.6
| LG2 |  | double face, green LED | 118.7 | 103.2 | 92.8
| Mounting |  | Description |  | Adder
| C |  | ceiling |  | 0
| E |  | end |  | 0
| W |  | wall |  | 0
| Options |  | Description |  | Adder
| AT |  | autotest (battery units) |  | 22.5
| BZ |  | audible alarm (buzzer) |  | 55
| IH |  | internal heater (specify voltage) |  | 74
| IRT |  | infrared testing (specify input voltage) |  | 82
| PK |  | pendant kit ready |  | 0
| SM |  | side-mounted heads |  | 20.3
| SW |  | special wording (specify) |  | contact factory
| TD |  | time delay- specify voltage and delay 5 , 10 , 15 min (10 min std) |  | 24
| LAMP HEADS |  | Description | 15% | 10% | 5%
| 1LR7.2W |  | single PAR 36 head with one 7.2W incandescent lamp (6V ONLY) | 32.7 | 28.4 | 25.5
| 1LR9W |  | single PAR36 head with one 9W incandescent lamp | 13.5 | 11.7 | 10.5
| 1LR12W |  | single PAR36 head with one 12W incandescent lamp (12V ONLY) | 13.5 | 11.7 | 10.5
| 1LR18W |  | single PAR36 head with one 18W incandescent lamp (12V & 24V ONLY) | 13.5 | 11.7 | 10.5
| 1LR12WQ |  | single PAR36 head with one 12W quartz halogen lamp (6V & 12V ONLY) | 26.9 | 23.4 | 21
| 1LR20WQ |  | single PAR36 head with one 20W quartz halogen lamp (12V ONLY) | 26.9 | 23.4 | 21
| 1LR55WQ |  | single PAR 36 head with one 55W halogen lamp (12V ONLY) | 28.8 | 25 | 22.5
| 1LR6WLEDSB |  | single PAR36 head with one 6W sealed beam LED lamp (12V ONLY) | 32.7 | 28.4 | 25.5
| 1SEA50W |  | single head with one 50W MR16 lamp (12V ONLY) | 37.8 | 32.8 | 29.5
| 1SEA2WLED |  | single MR16 head with one 2W LED lamp (12V ONLY) | 23 | 20 | 18
| 1SEA5WLED |  | single MR16 head with one 5W LED lamp | 26.3 | 22.8 | 20.5
| 1SEA7WLED |  | single MR16 head with one 7W LED lamp | 56.3 | 48.9 | 44
| 1TESSQ5W |  | TESTA LED 5W, 640LM, square single head, 12-24V | 58.9 | 51.2 | 46
| 1TESSQ9W |  | TESTA LED 9W, 1100LM, square single head, 12-24V | 67.8 | 58.9 | 53
| 1TESSQ14W |  | TESTA LED 14W, 1450LM, square single head, 12-24V | 67.8 | 58.9 | 53
| 1TESSQ30W |  | TESTA LED 30W, 2500LM, square single head, 12-24V | 72.9 | 63.4 | 57
| 2LR7.2W |  | double PAR36 heads with 7.2W incandescent lamps (6V ONLY) | 64.6 | 56.2 | 50.5
| 2LR9W |  | double PAR36 heads with 9W incandescent lamps | 26.9 | 23.4 | 21
| 2LR12W |  | double PAR36 heads with 12W incandescent lamps (12V ONLY) | 26.9 | 23.4 | 21
| 2LR18W |  | double PAR36 heads with 18W incandescent lamps (12V & 24V ONLY) | 26.9 | 23.4 | 21
| 2LR12WQ |  | double PAR36 heads with 12W quartz halogen lamps (6V & 12V ONLY) | 53.7 | 46.7 | 42
| 2LR20WQ |  | double PAR36 heads with 20W quartz halogen lamps (12V ONLY) | 53.7 | 46.7 | 42
| 2LR55WQ |  | double PAR36 heads with 55W halogen lamps (12V ONLY) | 58.2 | 50.6 | 45.5
| 2LR6WLEDSB |  | double PAR36 heads with 6W sealed beam LED lamps (12V & 24V ONLY) | 64.6 | 56.2 | 50.5
| 2SEA50W |  | double heads with 50W MR16 lamps (12V ONLY) | 74.2 | 64.5 | 58
| 2SEA2WLED |  | double MR16 heads with 2W LED lamps (12V ONLY) | 45.5 | 39.5 | 35.5
| 2SEA5WLED |  | double MR16 heads with 5W LED lamps | 51.8 | 45 | 40.5
| 2SEA7WLED |  | double MR16 heads with 7W LED lamps | 112.5 | 97.8 | 88
| 2TESSQ5W |  | double TESTA square LED heads, 5W 640LM each, 12-24V | 118.2 | 102.8 | 92.5
| 2TESSQ9W |  | double TESTA square LED heads, 9W 1100LM each, 12-24V | 134.9 | 117.3 | 105.5
| 2TESSQ14W |  | double TESTA square LED heads, 14W 1450LM each, 12-24V | 134.9 | 117.3 | 105.5
| 2TESSQ30W |  | double TESTA square LED heads, 30W 2500LM each, 12-24V | 145.7 | 126.7 | 114
| Accessories | Item | Description | 15% | 10% | 5%
| 1PK12BWET | 600100384 | 12” black pendant kit (requires PK option) | 37.2 | 32.3 | 29
| 1PK12WWET | 600100381 | 12” white pendant kit (requires PK option) | 37.2 | 32.3 | 29
| 1PK24BWET | 600100385 | 24” black pendant kit (requires PK option) | 41 | 35.6 | 32
| 1PK24WWET | 600100382 | 24” white pendant kit (requires PK option) | 41 | 35.6 | 32
| 1PK48BWET | 600100386 | 48” black pendant kit (requires PK option) | 60.2 | 52.3 | 47
| 1PK48WWET | 600100383 | 48” white pendant kit (requires PK option) | 60.2 | 52.3 | 47
| BPG6 | 100002500-006 | wireguard, 20” x 17” x 12” (medium cabinet battery units) | 329.6 | 286.7 | 258
| WG 9DX20LX19W WHT | 300400009-001 | wireguard, 9"D X 20"L X 19"W, white (RBOU wall, RBOC wall, BRV, WLXE wall, VST375) | 97.8 | 85 | 76.5
Link to BeghelliWeb Page
Return to Index

## XMR
XMR | Model | Item | Description (indoor / damp) | 15% | 10% | 5%
| XMR S1HO | 101100633 | Emergency unit, 6V 14W, sealed lead calcium, 2 x 7W MR16 LED, white | 71.2 | 61.9 | 55.7
| Options |  | Description |  | Adder
| AT |  | autotest |  | 23
| B |  | black housing |  | 4.1
| USA |  | assembled in USA |  | 44.7
Link to Beghelli Web Page
XMR WL | Model | Item | Description (indoor / wet) | 15% | 10% | 5%
| XMR S1WLHO | 101100634 | Emergency unit, 6V 14W, sealed lead calcium, 2 x 7W MR16 LED, wet location, gray | 128.8 | 112 | 100.8
| Options |  | Description |  | Adder
| AT |  | autotest |  | 23
| B |  | black housing |  | 4.1
| CEC |  | Title 20 compliant |  | 26
| IH |  | internal heater (down to -25C) |  | 45
| USA |  | assembled in USA |  | 55
Link to Beghelli Web Page
Return to Index

## Accessories
ACCESSORIES
Back Boxes |  | Link to Emergency Drivers
Batteries |  | Link to Lamps
Return to Index |  | Link to Wire Guards
BACKBOXES | Model | Item | Description | 15% | 10% | 5%
| OL2BBOX | 600100363 | recessed backbox w/ bar hangers OL2 (standard) | 32.6 | 28.3 | 25.4
| OL2PLUSBBOX | 600000031 | recessed backbox w/ bar hangers (OL2PLUS) | 32.6 | 28.3 | 25.4
BATTERIES | Model | Type | Voltage / Wattage | # of Batteries
| EDT | Lead Acid | 6V / 18W / 6v 7.2Ah |  | 1
| EDT | NiCad | 6V / 22W / 6v 7Ah |  | 1
| EDT | Lead Acid | 6V / 27W / 6v 12Ah |  | 1
| EDT | Lead Acid | 6V / 36W / 6v 7.2Ah |  | 2
| EDT | Lead Acid | 12V / 36W / 12v 7.2Ah |  | 1
| EDT | NiCad | 6V / 42W / 6v 7Ah |  | 2
| EDT | NiCad | 12V / 42W / 6v 7Ah |  | 2
| EDT | NiCad | 6V / 54W / 6v 7Ah |  | 3
| EDT | Lead Acid | 6V / 60W / 6v 12Ah |  | 2
| EDT | Lead Acid | 12V / 60W / 6v 12Ah |  | 2
| EDT | Lead Acid | 6V / 72W / 6v 7.2Ah |  | 4
| EDT | Lead Acid | 12V / 72W / 12v 7.2Ah |  | 2
| EDT | NiCad | 6V / 90W / 6v 7Ah |  | 4
| EDT | NiCad | 12V / 90W / 6v 7Ah |  | 4
| EDT | Lead Acid | 6V / 100W / 6v 36Ah |  | 1
| EDT | NiCad | 24V / 100W / 6v 7Ah |  | 4
| EDT | Lead Acid | 6V / 120W / 6v 12Ah |  | 4
| EDT | Lead Acid | 12V / 120W / 6v 12Ah |  | 4
| EDT | NiCad | 12V / 130W / 6v 7Ah |  | 6
| EDT | Lead Acid | 12V / 140W / 6v 12Ah |  | 4
| EDT | Lead Acid | 12V / 160W / 12v 7.2Ah |  | 4
| EDT | Lead Acid | 12V / 180W / 12v 32Ah |  | 1
| EDT | Lead Acid | 6V / 200W / 6v 36Ah |  | 2
| EDT | NiCad | 12V / 200W / 6v 7Ah |  | 8
| EDT | NiCad | 24V / 200W / 6v 7Ah |  | 8
| EDT | Lead Acid | 24V / 280W / 6v 12Ah |  | 8
| EDT | Lead Acid | 12V / 360W / 12v 32Ah |  | 2
| EDT | Lead Acid | 24V / 360W / 12v 32Ah |  | 2
| ESL | Lead Acid | 6V / 12W / 6v 5Ah |  | 1
| ESL | Lead Acid | 6V / 18W / 6v 7.2Ah |  | 1
| ESL | NiCad | 6V / 22W / 6v 7Ah |  | 1
| ESL | Lead Acid | 6V / 27W / 6v 12Ah |  | 1
| ESL | Lead Acid | 12V / 27W / 6v 5Ah |  | 2
| ESL | Lead Acid | 6V / 36W / 6v 7.2Ah |  | 2
| ESL | Lead Acid | 12V / 36W / 12v 7.2Ah |  | 1
| ESL | NiCad | 6V / 42W / 6v 7Ah |  | 2
| ESL | NiCad | 12V / 42W / 6v 7Ah |  | 2
| ESM | Lead Acid | 6V / 12W / 6v 5Ah |  | 1
| ESM | Lead Acid | 6V / 18W / 6v 7.2Ah |  | 1
| ESM | NiCad | 6V / 22W / 6v 7Ah |  | 1
| ESM | Lead Acid | 6V / 27W / 6v 12Ah |  | 1
| ESM | Lead Acid | 12V / 27W / 6v 5Ah |  | 2
| ESM | Lead Acid | 6V / 36W / 6v 7.2Ah |  | 2
| ESM | Lead Acid | 12V / 36W / 12v 7.2Ah |  | 1
| ESM | NiCad | 6V / 42W / 6v 7Ah |  | 2
| ESM | NiCad | 12V / 42W / 6v 7Ah |  | 2
| ESM | NiCad | 6V / 54W / 6v 7Ah |  | 3
| ESM | Lead Acid | 6V / 60W / 6v 12Ah |  | 2
| ESM | Lead Acid | 12V / 60W / 6v 12Ah |  | 2
| EST | Lead Acid | 6V / 36W / 6v 7.2Ah |  | 2
| EST | Lead Acid | 12V / 36W / 12v 7.2Ah |  | 1
| EST | NiCad | 6V / 42W / 6v 7Ah |  | 2
| EST | NiCad | 12V / 42W / 6v 7Ah |  | 2
| EST | NiCad | 6V / 54W / 6v 7Ah |  | 3
| EST | Lead Acid | 6V / 60W / 6v 12Ah |  | 2
| EST | Lead Acid | 12V / 60W / 6v 12Ah |  | 2
| EST | Lead Acid | 6V / 72W / 6v 7.2Ah |  | 4
| EST | Lead Acid | 12V / 72W / 12v 7.2Ah |  | 2
| EST | NiCad | 6V / 90W / 6v 7Ah |  | 4
| EST | NiCad | 12V / 90W / 6v 7Ah |  | 4
| EST | Lead Acid | 6V / 100W / 6v 36Ah |  | 1
| EST | NiCad | 24V / 100W / 6v 7Ah |  | 4
| EST | Lead Acid | 6V / 120W / 6v 12Ah |  | 4
| EST | Lead Acid | 12V / 120W / 6v 12Ah |  | 4
| EST | NiCad | 12V / 130W / 6v 7Ah |  | 6
| EST | Lead Acid | 12V / 140W / 6v 12Ah |  | 4
| HDT | NiCad | 6V / 22W / 6v 7Ah |  | 1
| HDT | Lead Acid | 6V / 27W / 6v 12Ah |  | 1
| HDT | Lead Acid | 6V / 36W / 6v 7.2Ah |  | 2
| HDT | Lead Acid | 12V / 36W / 12v 7.2Ah |  | 1
| HDT | NiCad | 6V / 42W / 6v 7Ah |  | 2
| HDT | NiCad | 12V / 42W / 6v 7Ah |  | 2
| HDT | NiCad | 6V / 54W /6v 7Ah |  | 3
| HDT | Lead Acid | 6V / 60W / 6v 12Ah |  | 2
| HDT | Lead Acid | 12V / 60W / 6v 12Ah |  | 2
| HDT | Lead Acid | 6V / 72W / 6v 7.2Ah |  | 4
| HDT | Lead Acid | 12V / 72W / 12v 7.2Ah |  | 2
| HDT | NiCad | 6V / 90W / 6v 7Ah |  | 4
| HDT | NiCad | 12V / 90W / 6v 7Ah |  | 4
| HDT | Lead Acid | 6V / 100W / 6v 36Ah |  | 1
| HDT | Lead Acid | 6V / 120W / 6v 12Ah |  | 4
| HDT | Lead Acid | 12V / 120W / 6v 12Ah |  | 4
| HDT | Lead Acid | 12V / 140W / 6v 12Ah |  | 4
| HWE | Lead Acid | 6V / 120W / 6v 12Ah |  | 4
| HWE | Lead Acid | 12V / 120W / 6v 12Ah |  | 4
| HWE | NiCad | 12V / 130W / 6v 7Ah |  | 6
| HWE | Lead Acid | 12V / 140W / 6v 12Ah |  | 4
| HWE | Lead Acid | 12V / 160W / 12v 7.2Ah |  | 4
| HWE | Lead Acid | 12V / 180W / 12v 32Ah |  | 1
| HWE | Lead Acid | 6V / 200W / 6v 36Ah |  | 2
| HWE | NiCad | 12V / 200W / 6v 7Ah |  | 8
| HWE | NiCad | 24V / 200W / 6v 7Ah |  | 8
| HWE | Lead Acid | 24V / 280W / 6v 12Ah |  | 8
| HWE | Lead Acid | 12V / 360W / 12v 32Ah |  | 2
| HWE | Lead Acid | 24V / 360W / 12v 32Ah |  | 2
| LDT | NiCad | 6V / 22W / 6v 7Ah |  | 1
| LDT | Lead Acid | 6V / 27W / 6v 12Ah |  | 1
| LDT | Lead Acid | 6V / 36W / 6v 7.2Ah |  | 2
| LDT | Lead Acid | 12V / 36W / 12v 7.2Ah |  | 1
| LDT | NiCad | 6V / 42W / 6v 7Ah |  | 2
| LDT | NiCad | 12V / 42W / 6v 7Ah |  | 2
| LDT | NiCad | 6V / 54W / 6v 7Ah |  | 3
| LDT | Lead Acid | 6V / 60W / 6v 12Ah |  | 2
| LDT | Lead Acid | 12V / 60W / 6v 12Ah |  | 2
| LDT | Lead Acid | 6V / 72W / 6v 7.2Ah |  | 4
| LDT | Lead Acid | 12V / 72W / 12v 7.2Ah |  | 2
| LDT | NiCad | 6V / 90W 6v 7Ah |  | 4
| LDT | NiCad | 12V / 90W / 6v 7Ah |  | 4
| LDT | Lead Acid | 6V / 100W / 6v 36Ah |  | 1
| LDT | NiCad | 24V / 100W / 6v 7Ah |  | 4
| LDT | Lead Acid | 6V / 120W / 6v 12Ah |  | 4
| LDT | Lead Acid | 12V / 120W / 6v 12Ah |  | 4
| LDT | NiCad | 12V / 130W / 6v 7Ah |  | 6
| LDT | Lead Acid | 12V / 140W / 6v 12Ah |  | 4
| RSE | Lead Acid | 6V / 12W / 6v 5Ah |  | 1
| RSE | Lead Acid | 6V / 18W / 6v 7.2Ah |  | 1
| RSE | NiCad | 6V / 18W / 6v 7Ah |  | 1
| RSE | Lead Acid | 6V / 27W / 6v 12Ah |  | 1
| RSE | Lead Acid | 12V / 27W / 6v 5Ah |  | 2
| RSE | Lead Acid | 6V / 36W / 6v 7.2Ah |  | 2
| RSE | Lead Acid | 12V / 36W / 12v 7.2Ah |  | 1
| RSE | NiCad | 6V / 42W / 6v 7Ah |  | 2
| RSE | NiCad | 12V / 42W / 6v 7Ah |  | 2
| RSE | Lead Acid | 6V / 60W / 6v 12Ah |  | 2
| RSE | Lead Acid | 12V / 60W / 6v 12Ah |  | 2
| RTB | Lead Acid | 6V / 18W / 6v 7.2Ah |  | 1
| RTB | NiCad | 6V / 22W / 6v 7Ah |  | 1
| RTB | Lead Acid | 6V / 27W / 6v 12Ah |  | 1
| RTB | Lead Acid | 12V / 27W / 6v 5Ah |  | 2
| RTB | Lead Acid | 6V / 36W / 6v 7.2Ah |  | 2
| RTB | Lead Acid | 12V / 36W / 12v 7.2Ah |  | 1
| RTB | NiCad | 6V / 42W / 6v 7Ah |  | 2
| RTB | NiCad | 12V / 42W / 6v 7Ah |  | 2
| RTB | NiCad | 6V / 54W / 6v 7Ah |  | 3
| RTB | Lead Acid | 6V / 60W / 6v 12Ah |  | 2
| RTB | Lead Acid | 12V / 60W / 6v 12Ah |  | 2
| RTB | Lead Acid | 6V / 72W / 6v 7.2Ah |  | 4
| RTB | Lead Acid | 12V / 72W / 12v 7.2Ah |  | 2
| RTB | NiCad | 6V / 90W / 6v 7Ah |  | 4
| RTB | NiCad | 12V / 90W / 6v 7Ah |  | 4
| RTB | Lead Acid | 6V / 100W / 6v 36Ah |  | 1
| RTB | NiCad | 24V / 100W / 6v 7Ah |  | 4
| RTB | Lead Acid | 6V / 120W / 6v 12Ah |  | 4
| RTB | Lead Acid | 12V / 120W / 6v 12Ah |  | 4
| RTB | NiCad | 12V / 130W / 6v 7Ah |  | 6
| RTB | Lead Acid | 12V / 140W / 6v 12Ah |  | 4
| STX C | Lead Acid | 6V / 12W / 6v 5Ah |  | 1
| STX C | Lead Acid | 6V / 18W / 6v 7.2Ah |  | 1
| STX C | Lead Acid | 6V / 27W / 6v 12Ah |  | 1
| STX C | Lead Acid | 12V / 27W / 6v 5Ah |  | 2
| STX C | Lead Acid | 6V / 36W / 6v 7.2Ah |  | 2
| STX C | Lead Acid | 12V / 36W / 12v 7.2Ah |  | 1
LUCE LED EMERGENCY DRIVERS
LL | Model | Item | Description (Title 20) | 15% | 10% | 5%
| LL48 | 426100227 | 4W, 6W or 8W adjustable EM driver, field installable, 120-277V | 113.2 | 98.4 | 88.5
| LL815 | 426100228 | 8W, 12W or 15W adjustable EM driver, field installable, 120-277V | 118.2 | 102.8 | 92.5
| LL1020 | 426100229 | 10W, 15W or 20W adjustable EM driver, field installable, 120-277V | 126.5 | 110 | 99
Link to Beghelli Web Page
LLCP | Model | Item | Description (Title 20) | 15% | 10% | 5%
| LLCP5T20 | 426100247 | Emergency driver, constant power, 20-50VDC, 100-250mA DC, 5W output, Title 20 | 119.9 | 104.3 | 93.8
| LLCP10T20 | 426100245 | Emergency driver, constant power, 20-50VDC, 214-535mA DC, 10.7W output, Title 20 | 139.7 | 121.5 | 109.3
| LLCP13T20 | 426100250 | Emergency driver, constant power, 20-50VDC, 685-274mA DC, 13.7W output, Title 20 | 158.7 | 138 | 124.2
| LLCP5T20C | 426100248 | Emergency driver, constant power, 20-50VDC, 100-250mA DC, 5W output, Title 20, 2ft flex cords on each end | 137.2 | 119.3 | 107.3
| LLCP10T0C | 426100249 | Emergency driver, constant power, 20-50VDC, 214-535mA DC, 10.7W output, Title 20, 2ft flex cords on each end | 151.2 | 131.5 | 118.3
| LLCP13T20C | 426100251 | Emergency driver, constant power, 20-50VDC, 685-274mA DC, 13.7W output, Title 20, 2ft flex cords on each end | 176.3 | 153.3 | 137.9
Link to Beghelli Web Page
EMERGENCY UNIT LAMP HEADS | Configuration | Item | Description | 15% | 10% | 5%
| 1SR7.2W |  | single PAR18 head with one 7.2W incandescent lamp (6V ONLY) | 10.3 | 8.9 | 8
| 1SR9W |  | single PAR18 head with one 9W incandescent lamp | 14.2 | 12.3 | 11
| 1SR12W |  | single PAR18 head with one 12W lamp (12V ONLY) | 21.2 | 18.4 | 16.5
| 1SR12WQ |  | single PAR18 head with one 12W quartz halogen lamp (6V & 12V ONLY) | 21.2 | 18.4 | 16.5
| 1SR18W |  | single PAR18 head with one 18W lamp (12V & 24V ONLY) | 21.2 | 18.4 | 16.5
| 1SR20WQ |  | single PAR18 head with one 20W quartz halogen lamp (12V ONLY) | 21.2 | 18.4 | 16.5
| 1SR2WLED |  | single PAR18 head with one 2W LED lamp (12V ONLY) | 22.5 | 19.5 | 17.5
| 1SR5WLED |  | single PAR18 head with one 5W LED lamp | 25.7 | 22.3 | 20
| 1SR7WLED |  | single PAR18 head with one 7W LED lamp | 55 | 47.8 | 43
| 1LR6WLEDSB |  | single PAR36 head with one 6W sealed beam LED lamp (12V ONLY) | 32.7 | 28.4 | 25.5
| 1LR9W |  | single PAR36 head with one 9W incandescent lamp | 13.5 | 11.7 | 10.5
| 1LR12W |  | single PAR36 head with one 12W incandescent lamp (12V ONLY) | 13.5 | 11.7 | 10.5
| 1LR18W |  | single PAR36 head with one 18W incandescent lamp (12V & 24V ONLY) | 13.5 | 11.7 | 10.5
| 1LR12WQ |  | single PAR36 head with one 12W quartz halogen lamp (6V & 12V ONLY) | 26.9 | 23.4 | 21
| 1LR20WQ |  | single PAR36 head with one 20W quartz halogen lamp (12V ONLY) | 26.9 | 23.4 | 21
| 1BTMR5WLED |  | single MR16 head with one 5W LED lamp | 52.5 | 45.6 | 41
| 1BTMR7WLED |  | single MR16 head with one 7W LED lamp | 59.5 | 51.7 | 46.5
| 1TESSQ5W |  | TESTA LED 5W, 640LM, square single head, 12-24V | 58.9 | 51.2 | 46
| 1TESSQ9W |  | TESTA LED 9W, 1100LM, square single head, 12-24V | 67.8 | 58.9 | 53
| 1TESSQ14W |  | TESTA LED 14W, 1450LM, square single head, 12-24V | 67.8 | 58.9 | 53
| 1TESSQ30W |  | TESTA LED 30W, 2500LM, square single head, 12-24V | 72.9 | 63.4 | 57
| 2SR7.2W |  | double PAR18 heads with 7.2W incandescent lamps (6V ONLY) | 19.2 | 16.7 | 15
| 2SR9W |  | double PAR18 heads with 9W incandescent lamps | 27.5 | 23.9 | 21.5
| 2SR12W |  | double PAR18 heads with 12W incandescent lamps (12V ONLY) | 41.7 | 36.2 | 32.5
| 2SR18W |  | double PAR18 heads with 18W incandescent lamps (12V & 24V ONLY) | 41.7 | 36.2 | 32.5
| 2SR12WQ |  | double PAR18 heads with 12W quartz halogen lamps (6V & 12V ONLY) | 41.7 | 36.2 | 32.5
| 2SR20WQ |  | double PAR18 heads with 20W quartz halogen lamps (12V ONLY) | 41.7 | 36.2 | 32.5
| 2SR2WLED |  | double PAR18 heads with 2W LED lamps (12V ONLY) | 44.2 | 38.4 | 34.5
| 2SR5WLED |  | double PAR18 heads with 5W LED lamps | 50.5 | 43.9 | 39.5
| 2SR7WLED |  | double PAR18 heads with 7W LED lamps | 109.9 | 95.6 | 86
| 2LR6WLEDSB |  | double PAR36 heads with 6W sealed beam LED lamps (12V & 24V ONLY) | 64.6 | 56.2 | 50.5
| 2LR9W |  | double PAR36 heads with 9W incandescent lamps | 26.9 | 23.4 | 21
| 2LR12W |  | double PAR36 heads with 12W incandescent lamps (12V ONLY) | 26.9 | 23.4 | 21
| 2LR18W |  | double PAR36 heads with 18W incandescent lamps (12V & 24V ONLY) | 26.9 | 23.4 | 21
| 2LR12WQ |  | double PAR36 heads with 12W quartz halogen lamps (6V & 12V ONLY) | 53.7 | 46.7 | 42
| 2LR20WQ |  | double PAR36 heads with 20W quartz halogen lamps (12V ONLY) | 53.7 | 46.7 | 42
| 2LRWP6WLEDSB |  | double PAR36 weatherproof heads with 6W sealed beam LED lamps (12V & 24V ONLY) | 64.6 | 56.2 | 50.5
| 2LRWP9W |  | double PAR36 weatherproof heads with 9W incandescent lamps | 26.9 | 23.4 | 21
| 2LRWP12W |  | double PAR36 weatherproof heads with 12W incandescent lamps (12V & 24V ONLY) | 26.9 | 23.4 | 21
| 2LRWP18W |  | double PAR36 weatherproof heads with 18W incandescent lamps (12V & 24V ONLY) | 26.9 | 23.4 | 21
| 2BTMR5WLED |  | double MR16 heads with 5W LED lamps | 104.9 | 91.2 | 82
| 2BTMR7WLED |  | double MR16 heads with 7W LED lamps | 118.9 | 103.4 | 93
| 2TESSQ5W |  | double TESTA square LED heads, 5W 640LM each, 12-24V | 118.2 | 102.8 | 92.5
| 2TESSQ9W |  | double TESTA square LED heads, 9W 1100LM each, 12-24V | 134.9 | 117.3 | 105.5
| 2TESSQ14W |  | double TESTA square LED heads, 14W 1450LM each, 12-24V | 134.9 | 117.3 | 105.5
| 2TESSQ30W |  | double TESTA square LED heads, 30W 2500LM each, 12-24V | 145.7 | 126.7 | 114
| 3LR6WLEDSB |  | three PAR36 heads with 6W sealed beam LED lamps (12V & 24V ONLY) | 97.2 | 84.5 | 76
| 3LR9W |  | three PAR36 heads with 9W incandescent lamps | 41 | 35.6 | 32
| 3LR12W |  | three PAR36 heads with 12W incandescent lamps (12V ONLY) | 41 | 35.6 | 32
| 3LR18W |  | three PAR36 heads with 18W incandescent lamps (12V & 24V ONLY) | 41 | 35.6 | 32
| 3LR20WQ |  | three PAR36 heads with 20W quartz halogen lamps (12V ONLY) | 79.9 | 69.5 | 62.5
| 3LRWP6WLEDSB |  | three PAR36 weatherproof heads with 6W sealed beam LED lamps (12V & 24V ONLY) | 97.2 | 84.5 | 76
| 3LRWP9W |  | three PAR36 weatherproof heads with 9W incandescent lamps | 41 | 35.6 | 32
| 3LRWP12W |  | three PAR36 weatherproof heads with 12W incandescent lamps (12V ONLY) | 41 | 35.6 | 32
| 3LRWP18W |  | three PAR36 weatherproof heads with 18W incandescent lamps (12V & 24V ONLY) | 41 | 35.6 | 32
| 4LRWP6WLEDSB |  | four PAR36 weatherproof heads with 6W sealed beam LED lamps (12V & 24V ONLY) | 129.1 | 112.3 | 101
| 4LRWP9W |  | four PAR36 weatherproof heads with 9W incandescent lamps | 54.4 | 47.3 | 42.5
| 4LRWP12W |  | four PAR36 weatherproof heads with 12W incandescent lamps (12V ONLY) | 54.4 | 47.3 | 42.5
| 4LRWP18W |  | four PAR36 weatherproof heads with 18W incandescent lamps (12V & 24V ONLY) | 54.4 | 47.3 | 42.5
LAMPS | 6V Lamps | Item | Description | PRICE
| LP-103 | 576100003 | 6V 7.2W (wedge base) |  | 15
| LP-104 | 576100004 | 6V 9W (wedge base) |  | 15
| LP-105 | 576000072 | 6V 12W (wedge base) |  | DISCONTINUED
| LP-301 | 576100016 | 6V 6WH (bi-pin halogen) |  | DISCONTINUED
| LP-303 | 576000046 | 6V 10WH (bi-pin halogen) |  | DISCONTINUED
| LP-304 | 576000047 | 6V 12WH (bi-pin halogen) |  | 15
| LP-305 | 576000048 | 6V 20WH (bi-pin halogen) |  | DISCONTINUED
| LP-409 | 576100098 | 6V 5WDCB (dual-contact base) |  | DISCONTINUED
| LP-403 | 576000109 | 6V 9WDCB (dual-contact base) |  | DISCONTINUED
| LP-406 | 576000111 | 6V 18WDCB (dual-contact base) |  | DISCONTINUED
| LP-0267 | 576000101 | 6V 25WDCB (dual-contact base) |  | DISCONTINUED
| LP-70700 | 576000113 | 6V 5WLED (MR16) 6000K |  | DISCONTINUED
| LP-70704 | 576100441 | 6V 5WLED (MR16) 5000K |  | 46
| LP-70702 | 576000115 | 6V 7WLED (MR16) 5000K |  | 64
| 12V Lamps | Item | Description | PRICE
| LP-108 | 576000003 | 12V 9W (wedge base) |  | 15
| LP-109 | 576100006 | 12V 12W (wedge base) |  | 15
| LP-110 | 576100007 | 12V 18W (wedge base) |  | 15
| LP-306 | 576000049 | 12V 8WH (bi-pin halogen) |  | 19
| LP-307 | 576000050 | 12V 12WH (bi-pin halogen) |  | 19
| LP-308 | 576000051 | 12V 20WH (bi-pin halogen) |  | 25
| LP-311 | 576000054 | 12V 55WH (H3 halogen) |  | 28
| LP-313-R25 | 576000058 | 12V 50WMR16 |  | 19
| LP-350 | 576000078 | 12V 50WH (bi-pin halogen) |  | DISCONTINUED
| LP-355 |  | 12V 75WH (bi-pin halogen) To be used only with SRA heads |  | DISCONTINUED
| LP-410 | 576000102 | 12V 9WDCB (dual-contact base) |  | DISCONTINUED
| LP-412 | 576100109 | 12V 22WDCB (dual-contact base) |  | DISCONTINUED
| LP-413 |  | 12V 36WDCB (dual-contact base) |  | DISCONTINUED
| LP-415 | 576000074 | 12V 25WDCB (dual-contact base) |  | DISCONTINUED
| LP-416 | 576000071 | 12V 8WDCB (dual-contact base) |  | DISCONTINUED
| LP-432 |  | 12V 12WDCB (dual-contact base) |  | DISCONTINUED
| LP-30370 |  | 12V 5WH (bi-pin halogen) |  | DISCONTINUED
| LP-70563 | 576000117 | 12V 2W MR16LED 5700K |  | 41
| LP-70429 | 576000105 | 12V 5W MR16LED 5000K |  | 46
| LP-70703 | 576000118 | 12V 7W MR16LED 5000K |  | 54
| 24V Lamps | Item | Description | PRICE
| LP-0264 | 576000073 | 24V 50WH (bi-pin halogen) |  | DISCONTINUED
| LP-123 | 576100008 | 24V 9W (wedge base) |  | 13
| LP-124 | 576000008 | 24V 18W (wedge base) |  | 13
| LP-310 | 576000053 | 24V 20WH (bi-pin halogen) |  | DISCONTINUED
| LP-323 | 576100018 | 24V 12WH (bi-pin halogen) |  | DISCONTINUED
| LP-329 |  | 24V 10WH (bi-pin halogen) |  | DISCONTINUED
| LP-418 |  | 24V 9WDCB (dual-contact base) |  | DISCONTINUED
| LP-421 | 576000095 | 24V 70W (H3 halogen) |  | DISCONTINUED
| LP-424 | 576000127 | 24V 25WDCB (dual-contact base) |  | 27
| LP-70429 | 576000105 | 24V 5W MR16LED |  | 46
| LP-70565 | 576000110 | 24V 7W MR16LED |  | 54
| Misc. Lamps | Item | Description |  | PRICE
| LP-150 | 576000012 | 125V 30W (DCB mini) |  | DISCONTINUED
| LP-149 | 576000011 | 125V 50W (DCB mini) |  | DISCONTINUED
| Multivolt | Item | Description |  | PRICE
| LP-70576 | 576000125 | 9-32V 6W (sealed beam LED par36) |  | 81
Mounting Shelves | Model | Item | Description (Title 20) | 15% | 10% | 5%
| BMS1 | 100000670 | MOUNTING SHELF, 15X10.5X3.5, VERY SMALL UNITS: 6V (18-90W), 12V (36-90W) | 49.9 | 43.4 | 39
| BMS2 | 100001620 | MOUNTING SHELF, 18.5X10.375X4.5, SMALL UNITS: 6V (160-180W), 12V (120-200W), 24V (144-180W) | 75.5 | 65.6 | 59
| BMS3 | 100001621 | MOUNTING SHELF, 15X13X8.5, MEDIUM UNITS: 12V (250-360W), 24V (320W) | 95.9 | 83.4 | 75
| BMS4 | 100001622 | MOUNTING SHELF-4 20.25X13X8.5, LARGE UNITS: 24V (350-720W) | 108.7 | 94.5 | 85
WG WIRE GUARDS | Model | Item | Description | 15% | 10% | 5%
| WG 4.5DX17.5LX7W WHT | 300400008-001 | wireguard, 4.5"D X 17.5"L X 7"W, white (TEMPESTA, BBX surface, EPE wall) | 59.4 | 51.6 | 46.4
| WG 9DX20LX19W WHT | 300400009-001 | wireguard, 9"D X 20"L X 19"W, white (RBOU wall, RBOC wall, BRV, WLXE wall, VST375) | 97.8 | 85 | 76.5
| WG 9DX26LX19W WHT | 300400010-001 | wireguard, 9"D X 26"L X 19"W, white (VST600) | 113.2 | 98.4 | 88.5
| WG 9DX16.5LX16W WHT | 300400011-001 | wireguard, 9"D X 16.5"L X 16"W, white (RBO EXIT wall, BOL, WLX wall) | 90.7 | 78.9 | 71
| WG 3DX16.5LX14W WHT | 300400012-001 | wireguard, 3"D X 16.5"L X 14"W, white (FRMC wall, STX wall, QR wall, CRVC recessed wall, LC1 wall, NYCSTX wall, NYCEST wall, PXA wall, PX wall, ATXRE wall) | 75.3 | 65.5 | 58.9
| WG 6DX16.5LX14W WHT | 300400013-001 | wireguard, 6"D X 16.5"L X 14"W, white (OL2 surface wall, CRV recessed wall, ESL surface, EVR wall, FTZC wall, VE wall, FTZ wall, VST MINI wall, VSTM wall, PCHA wall, EPX wall, EPC wall) | 87.6 | 76.2 | 68.5
| WG 6DX11LX7W WHT | 300400014-001 | wireguard, 6"D X 11"L X 7"W, white (MEZ wall, PEH wall, EPE ceiling) | 69.8 | 60.7 | 54.6
| WG 14.5DX12.5LX6.5W WHT | 300400015-001 | wireguard, 14.5"D X 12.5"L X 6.5"W, white (STX ceiling, WLX ceiling, WLX end mount, VE end mount, STX end mount, FMPL ceiling/ end, PXA ceiling, EPX end) | 96.5 | 83.9 | 75.5
| WG 10DX19LX7W WHT | 300400016-001 | wireguard, 10"D X 19"L X 7"W, white (EL ceiling, CRV ceiling recessed, ATX ceiling, ATXSWCT ceiling, STXSWCT ceiling, EPX ceiling, EPC ceiling) | 83.2 | 72.3 | 65
| WG 4.5DX19.5LX13W WHT | 300400025-001 | wireguard, 4.5"D X 19.5"L X 13"W, white (ATX wall, ATXSWCT wall, STXSWCT wall, CRVC surface wall) | 67.8 | 58.9 | 53
Link to Beghelli Web Page
BPG WIRE GUARDS | Model | Item | Description | 15% | 10% | 5%
| BPG SERIES |  | **Standard color is white **
| BPG1 | 100002500-001 | wireguard, 19.75” x 19.75” x 7.25” (Tempesta, wall mount STXC) | 116.9 | 101.7 | 91.5
| BPG2 | 100002500-002 | wireguard, 15.75” x 11.5” x 4.5” (wall mount STX, ATX, VE, FORMA) | 72.9 | 63.4 | 57
| BPG3 | 300000102 | wireguard, 18.25” x 9.75” x 10.5” (XMR, ceiling mount STX, ATX, VE, FORMA) | 101 | 87.8 | 79
| BPG4 | 100002500-004 | wireguard, 11” x 8.75” x 6.75 ” (BTMR) | 72.9 | 63.4 | 57
| BPG5 | 100002500-005 | wireguard, 25.5” x 8.5” x 7.75” (small cabinet battery units) | 343.6 | 298.9 | 269
| BPG6 | 100002500-006 | wireguard, 20” x 17” x 12” (medium cabinet battery units) | 329.6 | 286.7 | 258
| BPG6-GRY | 100002500-017 | discontinued | DISCONTINUED
| BPG7 | 100002500-007 | wireguard, 28” x 21” x 9.75” (RBOU and other large battery units) | 329.6 | 286.7 | 258
| BPG8 | 100002500-008 | discontinued | DISCONTINUED
| BPG9 | 100002500-009 | discontinued | DISCONTINUED
| BPG10 | 100002500-010 | wireguard, 17.75” x 17.75” x 16.5” (ceiling mount STXC) | 203.8 | 177.3 | 159.5
| BPG11 | 100002500-011 | discontinued | DISCONTINUED
Link to Beghelli Web Page
Return to Index
2026-06-08

## wire guard by family
Family | 300400008-001 | 300400009-001 | 300400010-001 | 300400011-001 | 300400012-001 | 300400013-001 | 300400014-001 | 300400015-001 | 300400016-001 | 300400025-001
ATX | [8 empty] | ATX-SWCT ceiling | ATX wall
ATX-RE |  |  |  |  | ATX-RE wall
ATX-SWCT | [8 empty] | ATX-SWCT ceiling | ATX-SWCT wall
CRV | [5 empty] | CRV recessed wall |  |  | CRV ceiling recessed | CRV ceiling recessed
CRV-C |  |  |  |  | CRV-C recessed wall |  |  |  |  | CRV-C surface wall
EL | [8 empty] | EL ceiling | EL ceiling
EPC | [5 empty] | EPC wall |  |  | EPC ceiling | EPC ceiling
EPE | EPE wall | [5 empty] | EPE ceiling
EPX | [5 empty] | EPX wall | EPX ceiling
ESL | [5 empty] | ESL surface
EVR | [5 empty] | EVR wall
FM-PL | [7 empty] | FM-PL ceiling/ end
FRM-C |  |  |  |  | FRM-C wall
FTZ | [5 empty] | FTZ wall
FTZ-C | [5 empty] | FTZ-C wall
MEZ | [6 empty] | MEZ wall
NYC-EST |  |  |  |  | NYC-EST wall
PCH-A | [5 empty] | PCH-A wall
PEH | [6 empty] | PEH wall
PX |  |  |  |  | PX wall
PX-A |  |  |  |  | PX-A wall |  |  | PX-A ceiling
RBO EXIT |  |  |  | RBO EXIT wall
RBO-C |  | RBO-C wall
STX |  |  |  |  | STX wall |  |  | STX ceiling/ end | STX-SWCT ceiling | STX-SWCT wall
TEMPESTA | TEMPESTA
VE | [5 empty] | VE wall |  | VE end mount
VST MINI | [5 empty] | VST MINI wall
VST-375 |  | VST-375
VST-600 |  |  | VST-600
VST-M | [5 empty] | VST-M wall
WLX |  |  |  | WLX wall |  |  |  | WLX ceiling/ end mount
WLX-E |  | WLX-E wall

## Ts & Cs
Terms & Conditions
Acceptance: A contract shall be formed when acceptance of the purchaser’s order is confirmed in writing by Beghelli USA. All purchase orders are accepted and executed on the understanding that the purchaser is bound by these Terms & Conditions. Where there is any inconsistency between these Conditions and any condition that the purchaser seeks to impose, these Conditions shall prevail. These Conditions, together with any special terms and conditions agreed in writing by the parties, and any documents referred to in Conditions or elsewhere in the contract, shall constitute the entire agreement between Beghelli USA and the purchasers and supersede any previous agreement or arrangement between them relating to the subject matter thereof. This Contact may not be amended or varied except in writing duly executed by an authorized officer of Beghelli USA.
Payment Terms: Upon credit approval, Beghelli USA customer payment terms will be scheduled accordingly. Any payment not received within the set terms shall be considered late and past-due contractual terms of payment. Past due invoices shall be subject to an interest rate charge of 1 - 1.5% per month, or fraction thereof, or the maximum permitted by law, whichever is less. In the event that it becomes a necessity for Beghelli USA to employ an attorney or incur other costs directly related to the collection of past-due payments, the customer agrees to pay all reasonable costs incurred.
Pricing: All pricing is set by Beghelli USA and are Net FOB contact factory (point of shipment origin). The amount of any applicable sales tax, excise duty or levy shall be added to the billing unless appropriate exemption certificates are provided to Beghelli USA. The purchaser shall indemnify and hold harmless Beghelli USA in respect to any loss, cost or expense incurred by the Company as a result of, directly or indirectly, of the Purchaser's instruction or through any delay whatsoever in taking delivery or through any other act, neglect or fault on the part of the Purchaser, its servants, agents or employees. The price of the goods shall be due in full to the Company in accordance with the terms of the contract and the Purchaser shall not be entitled to exercise any set-off, lien or any similar right or claim. All prices and terms are subject to change with a 30 days notice.
Technical information & illustrations: All descriptive specifications, drawings and particulars of weights and dimensions issued by Beghelli USA are approximated only and are intended only to present a general idea of the goods to which they refer and shall not form part of the contract. Any data, technical information or performance data provided by Beghelli USA are based on tests performed under standard conditions and cannot be guaranteed under different conditions. Beghelli USA may make changes in the specifications of goods as required to conform with any applicable safety or electrical code requirements and /or do not materially affect their quality or performance.
Delivery schedule: Upon receipt of purchase orders, Beghelli USA assigns scheduled shipment dates if not specified on the standing order. The times quoted are to be treated as estimates only. In all cases, whether a shipment time is quoted or not, the times for shipment shall be extended by a reasonable period if delay in shipment is caused by instructions or lack of instructions from the Purchaser, or by industrial dispute, or by any cause whatsoever beyond Beghelli USA's reasonable control. Beghelli USA shall not be liable for delays in delivery due to causes beyond our reasonable control. Severe weather conditions, fires, floods, strikes, power outages, carrier delays or delays arising from labor difficulties, shortages, stoppages or any sort can effect the estimated delivery time.
Freight policy: All shipments are FOB contact factory or point of shipment origin. Title passes to purchaser upon delivery by Beghelli to the carrier, and all claims for damages or shortages in transit shall be made by the purchaser with the delivering carrier. All orders for product having a total price of $2,000 US$ (excluding overage) or more for one shipment to one location qualify for freight allowance within the continental USA. All orders less than $2,000 US$ will be assessed freight and handling charges. Beghelli freight allowance is not offered on AC standby (inverter) systems. For all orders that qualify for freight allowance, Beghelli USA reserves the right to select the carrier and to route the shipments at our discretion. We will ship in the manner selected by the purchaser provided the purchaser assumes any additional transportation costs such as re-delivery, limited-access, construction site, school delivery, residential delivery, etc. Any and all claims related to loss, shortage, breakage or shipping errors of product received shall be reported in writing within 5 days of receipt of delivery. For shipping outside the continental USA, please contact factory.
Additional Shipping/ Delivery fees: May apply under special conditions outside of Beghelli’s standard freight policy for: Lift gate fees, additional fees to constructions sites , limited access, and or schools and universities.
RETURN OF GOODS: No merchandise may be returned without written prior authorization in the form of a Beghelli USA issued Claim. At Beghelli USA’s discretion, emergency lighting, exit signs and lighting products shown in the current catalog, with the exception of Inverters, can be returned for credit provided they are in unused, new condition and are in the original, factory sealed packaging. Requests to return product, with the exception of inverters, must be made directly on the Beghelli USA website withing three (3) months from the date of purchase. When requesting a Claim, the purchaser’s name, original purchase order, invoice number and reason for the request must be submitted. Beghelli Inverters: Stratta inverters are non-refundable and non-returnable. Vesta and Nova series inverters may be returned within 90 days of receipt with prior authorization from Beghelli USA and at Beghelli USA’s sole discretion. All Vesta and Nova series are subject to a non-negotiable 50% restocking fee. Once issued, a Claim is valid for a period of thirty (30) days. Returned goods must be received by Beghelli USA within thirty (30) days or the Claim becomes null and void. Once a Claim has expired, and the return is within the three (3) month period, a new Claim can be issued on stock products for a fee of $25.00. All related fees will be deducted from the final credit. Transportation charges must be prepaid. To preserve the return, all returned product must be properly packed to prevent shipping damage. The Claim number must be clearly marked and visible on the exterior packaging. Goods returned without a valid Claim cannot be accepted and will be redirected to the purchaser, at the purchaser’s expense. If a part is damaged or lost during transit, the purchaser is responsible for the claim to the carrier. All stock products containing time sensitive components that have reached the end of their warranty or shelf life are not returnable. All component parts, lamps, non-stocking items, special, custom made and/or modified products are not returnable. Outdated or phase-out stock products are not returnable. All product returns are subject to inspection and approval by Beghelli USA. Discontinued products are not returnable. Based on time from purchase, up to a 50% restock fee may be applied to non-defective stock items. Non-defective stock products older than three (3) months from the date of the purchase are non-returnable. All product returns must be in unused, new condition and in the original sealed packaging. Upon receipt, all returns are inspected by Beghelli USA for final return approval.
RETURN DETAILS
Shipments: Inspect all shipments immediately upon receipt
Concealed damages or shortages: Concealed damages/shortages must be reported within five (5) business days of shipment receipt
Missing cartons: Missing boxes of multiple box shipments must be reported within two (2) business days of shipment receipt. You may accept the partial shipment by making a notation with the shipping carrier that the shipment is not complete. We will not issue a credit if all boxes are signed for or accepted.
Mis-shipment: Any over or incorrect shipments must be reported to Beghelli USA within 72 hours or three (3) business days. We will issue an RGA and a replacement order. A credit will be issued upon receipt of the original product.
Refused or re-directed shipment: Purchaser will be responsible for any and all shipping charges incurred by Beghelli USA
Customer error or return to stock request: All return to stock products will be inspected. If the stock product meets the criteria as stated in the return policy, credit will be issued with the following applicable restocking fees based on the purchase date. Up to 50% restocking fee (1- 90 days). If product is damaged or does not meet the criteria for eligible returns, the product will be returned at the purchaser’s expense and no credit will be given.
Return Authorization Process: All returns must follow the CLAIMS PROCESS below
CLAIMS PROCESS
RETURNING UNINSTALLED GOODS:
• Unused, unopened, new products returned will need to be shipped back at the Customer’s expense; A 10% restock fee applies upon receipt and confirmation; This is to occur within 30 days of purchase; If the product arrives after 30 days, a 50% restock fee applies
• Receipt of damaged, opened or manipulated product results in denial of the Claim and the Customer will have 7 business days to pick up the product at their expense; If the product is not picked up within 7 business days, a notification is sent to the Customer and the product is disposed of with no credit issued
CLAIMING FREIGHT DAMAGED GOODS:
• If the Customer receives a product damaged during shipping, and shipping was via a Beghelli carrier, the Customer is to note in the Delivery Confirmation when the product arrives and immediately file a claim on the Beghelli USA website; If damage was hidden and unseen at receipt, the Customer has 10 business days to report the damage on the Beghelli USA website; Failure to do so will result in denial of the Claim
QUICK CLAIM:
• For malfunctioning items with a total value less than $250.00, a QUICK CLAIM filing can be entered on the Beghelli website (https://beghelliusa.com/quick-warranty/); This allows replacements to be shipped at no expense, except freight at the Customer’s expense
RETURNING MALFUNCTIONING GOODS:
• Step #1: File a Claims form on our website (Do not file a claim via Customer Service as it may take longer); Ensure pictures are taken as instructed to streamline the process
• If you do not want to complete the questionnaire, an email can be sent to the Claims Department requesting item analysis; Two products must be shipped to Beghelli USA at Customer’s expense; If the claim is confirmed valid, related expenses will be credited (mark return cartons clearly with Claim Number)
• Step #2: Once a claim is filed, a preliminary analysis is done to determine the issue
• Step #3: If origin of the malfunction is not determined, a Virtual Call is scheduled with the Engineering Department
• If a resolution is not determined during the call, fixtures will be requested for further analysis
• If the claim has merit, the replacement(s) and freight charges will be credited
PRODUCT WARRANTY
Beghelli USA warrants all products and hereunder to be free from defect in manufacturing, under normal and proper storage, installation and use for a period of 3 to 5 years from the date of purchase (as specified below) or as otherwise specified (see inverters). Beghelli USA warranty extends only to the repair or replacement of the defective part, and no labor charges for correction will be paid by Beghelli USA unless a labor request is submitted in writing and approved by Beghelli USA prior to any work performed. The purchaser shall notify Beghelli USA within 72 hours from the date the defect became apparent. This warranty does not include batteries, lamps or any item which has a fair wear and tear life-cycle based on shelf life, use and maintenance. Furthermore, this warranty does not cover any intentional physical abuse of the products, improper installation, installation in areas that the product is not certified or suitable for, acts of God, alteration of a product by an unauthorized service agent and use of improper installation hardware.
The continual evolution of LED products may effect the ability of Beghelli USA to offer an exact match (color temperature, CRI) for future replacements. Beghelli’s liability is limited to the defective units only, not the entire system. Beghelli USA warrants its light emitting diode luminaires, including the LED arrays and the LED drivers and the integral control devices to be free from defect in material workmanship for a period of five (5) years from the date of the purchase order. The LED arrays in the luminaires will be considered defective in material or workmanship only if a total of 15% or more of the individual light emitting diodes in the luminaire fail to illuminate.
For STRATTA inverters - ON-SITE - Start-up/Telephone Assisted Start-up Service MUST be completed by OnLine Power’s service company (Power Services) to validate the Warranty. Failure to follow proper start-up and turn on procedures WILL VOID THE WARRANTY.
EMERGENCY EQUIPMENT | LIGHTING EQUIPMENT
* Emergency lighting: (3 years) | * Housing / mechanical: (5 years)
* Exit signs: (5 years) | * Ballast / power supply / driver: (5 years)
* Emergency drivers: (3 years) | * Light emitting diodes: (5 years)
* Inverters: (contact factory) | * Fluorescent lamps: (not covered by warranty)
Note: lamps not covered by warranty
BATTERIES (installed) | BATTERIES (not installed)
* Emergency units w/ lead acid: (1 year + 4 years pro rated) | * Lead acid: (1 year)
* Emergency units w/ Ni-Mh: (5 years) | * Ni-Mh: (1 year)
* Emergency units w/ Ni-Cd: (10 years pro rated) | * Ni-Cd: (1 year)
* Exit signs w/ Ni-Cd: (5 years) | Note: no labor consideration allowed for battery replacement
Note: combination units are categorized under "emergency units"
Return to Index

## Sheet1 (hidden)
LUCE LED CP EMERGENCY DRIVER | Model | Item | Description (Title 20) | 15% | 10%
| LL-CP8-T20 |  | 800 lumens, constant power, 20 - 50VDC, 100 - 250mADC, 5W output, Title20 | 96 | 88
| LL-CP12-T20 |  | 1200 lumens, constant power, 20 - 50VDC, 156 - 250mADC, 7.8W output, Title20 | 101 | 93
| LL-CP16-T20 |  | 1600 lumens, constant power, 20 - 50VDC, 214 - 250mADC, 10.7W output, Title20 | 107.5 | 98
| LL-CP20-T20 |  | 2000 lumens, constant power, 20 - 50VDC, 274 - 250mADC, 13.7W output, Title20 | 119 | 109
| LL-CP24-T20 |  | 2400 lumens, constant power, 20 - 50VDC, 340 - 250mADC, 17W output, Title20 | 126.5 | 115